## PBS
[21 empty] | Undefined structure | Depot Building | Storage Shed Building | Station Building | Services Building | Platform-Train Stn | Water Treatment Systems | Landscaping | Compensatory area | Overpass-Pedestrian | Railway flyover | Overpass-Road | Overpass-Railway | Overpass-Utilities | Overpass-Wildlife | Bridge-Road | Bridge-Railway | Underpass-Pedestrian | Underpass-Road | Underpass-Railway | Underpass-Wildlife | Viaduct-Road | Viaduct-Railway | Demolition | Culvert-Drainage | Culvert-Road-Small Animals-water | Culvert-Road-Small Animals-no water | Culvert-Road | Culvert-Railway | Culvert-Railway-Small Animals-water | Culvert-Railway-Small Animals-no water | Drain-Surface | Land Melioration | Embankment-Corridor | Embankment start/stop | Fence | Barrier-Noise Wall | Unidentified interface | Communications Interface | Electricity Interface | Fuel Interface | Gas Interface | Heating Interface | Oil Interface | Rainwater drainage pipeline | Signalling Interface | Sewage Interface | Water Interface | Blocksection | Platform area | Turnout area | Crossover area | TSS area | Road-Not specified | Road-Corridor Access | Road-Maintenance | Road-City Street | Road-Forest | Green path | Road-Local | Road-National | Road-Private | Road-Regional | Road-Stn/Stop Access | Square | Road-Safety Ramp | Road-State | Retaining Wall | Services Route-Buried | Cable trays and sup sys | Tunnel | LV Aerial Pole | Catenary | Traction Power Substation | DPS Package | Volume for program | Submission Package | Section in SP | Waterway | Waterway1 | Freight Terminal | Heavy Rail Fleet Dpt | Infrastructure Depot | IMF | International Passenger Station/Terminal | Local Passenger Stop or Station | Road Vehicle Loading Station | Rail Sgnl&Cntrl Locn | Rail Yard Facility | Misc Artwork | Bus Stop | Interchange-Train Station | Traffic Control Signal System | Level Crossing Surfacing | Turnout | Ballast | Rail | Concrete Sleeper | Substructure | Superstructure | Track-Junction | Track-Loop | Track-Mainline | Track-Open line | Track-Siding | Track-Crossover
Level 1 | Level 2 | Level 3 | Level 4 | Level 5 | Level 6 | Level 7 | Level 8 | Level 9 | Code | Name | Level | PBS ID to be used in tables and databases | RBR-Units | RBR-Pr_Code if assembly/system | RBR-Pr_Code if element | RBR-Type_number | RBR-Object_ID Discipline code | RBR-Object_ID Character letters level 1 | RBR-Object_ID Character letters level 2 | RBR-OCC | AR-BD-BLDG-00 | AR-BD-BLDG-DP | AR-BD-BLDG-SD | AR-BD-BLDG-SN | AR-BD-BLDG-SV | AR-BD-PLAT-TR | AR-HY-WATT-00 | AR-UD-LSCP-00 | AR-UD-LSCP-01 | CV-BR-OPSS-PD | CV-BR-OPSS-RB | CV-BR-OPSS-RD | CV-BR-OPSS-RW | CV-BR-OPSS-UT | CV-BR-OPSS-WL | CV-BR-RDBG-00 | CV-BR-RWBG-00 | CV-BR-UPSS-PD | CV-BR-UPSS-RD | CV-BR-UPSS-RW | CV-BR-UPSS-WL | CV-BR-VDCT-RD | CV-BR-VDCT-RW | CV-DE-0000-00 | CV-DR-CULV-00 | CV-DR-CULV-D1 | CV-DR-CULV-D2 | CV-DR-CULV-RD | CV-DR-CULV-RW | CV-DR-CULV-W1 | CV-DR-CULV-W2 | CV-DR-DRNG-SU | CV-DR-LAME-00 | CV-EW-EMBK-CO | CV-EW-EMBK-SS | CV-FN-FENC-00 | CV-FN-NOIW-00 | CV-MS-INTF-00 | CV-MS-INTF-CM | CV-MS-INTF-EL | CV-MS-INTF-FU | CV-MS-INTF-GS | CV-MS-INTF-HE | CV-MS-INTF-OL | CV-MS-INTF-RW | CV-MS-INTF-SG | CV-MS-INTF-SW | CV-MS-INTF-WT | CV-MS-SLSL-40 | CV-MS-SLSL-41 | CV-MS-SLSL-42 | CV-MS-SLSL-43 | CV-MS-SLSL-44 | CV-RO-ROAD-00 | CV-RO-ROAD-CA | CV-RO-ROAD-CM | CV-RO-ROAD-CT | CV-RO-ROAD-FO | CV-RO-ROAD-GP | CV-RO-ROAD-LO | CV-RO-ROAD-NA | CV-RO-ROAD-PR | CV-RO-ROAD-RE | CV-RO-ROAD-SA | CV-RO-ROAD-SQ | CV-RO-ROAD-SR | CV-RO-ROAD-ST | CV-RS-RETW-00 | CV-SR-CSRB-00 | CV-SR-CTRS-00 | CV-TU-TUNL-00 | EL-LV-POLE-00 | EL-OT-CATE-00 | EL-OT-TPSS-00 | PP-CO-DPS0-00 | PP-CO-PGM0-01 | PP-CO-SPPP-01 (PP-CO-SPBP-00) | PP-CO-SPBP-01 | PP-CO-WWAY-00 | PP-CO-WWAY-01 | PP-FA-FT00-00 | PP-FA-HDPT-00 | PP-FA-IDPT-00 | PP-FA-IMF0-00 | PP-FA-PTIN-00 | PP-FA-PTLO-00 | PP-FA-RVLS-00 | PP-FA-SLOC-00 | PP-FA-YARD-00 | PP-HS-MART-00 | PP-IN-BSTP-00 | PP-IN-STAT-00 | SG-TC-TCSY-00 | TR-TO-LXSR-00 | TR-TO-TOUT-00 | TR-TR-BLST-00 | TR-TR-RAIL-00 | TR-TR-SLPR-CN | TR-TR-SUBS-00 | TR-TR-SUPS-00 | TR-TR-TRAK-JU | TR-TR-TRAK-LO | TR-TR-TRAK-ML | TR-TR-TRAK-OL | TR-TR-TRAK-SD | TR-TR-TRAK-XO
[9 empty] | 1 | CCS - Command Controls and Signalling | 1 | 1000000000000000 | bar: Level 1
Level 1: 1; Level 2: 01 | 1.01 | ETCS L2 - European Train Control System - Level 2 | 2 | 1010000000000000
Level 1: 1; Level 2: 01; Level 3: 01 | 1.01.01 | RBC - Radio Block Centre | 3 | 1010100000000000
Level 1: 1; Level 2: 01; Level 3: 2 | 1.01.02 | Eurobalises | 3 | 1010200000000000
Level 1: 1; Level 2: 01; Level 3: 03 | 1.01.03 | KMS - Key Management System | 3 | 1010300000000000
Level 1: 1; Level 2: 01; Level 3: 04 | 1.01.04 | ETCS Diagnostic | 3 | 1010400000000000
Level 1: 1; Level 2: 01; Level 3: 05 | 1.01.05 | ETCS Markers Board | 3 | 1010500000000000
Level 1: 1; Level 2: 01; Level 3: 06 | 1.01.06 | ETCS Workstations/HMIs | 3 | 1010600000000000
Level 1: 1; Level 2: 02 | 1.02 | FRMCS - Future Railway Mobile Communication System | 2 | 1020000000000000
Level 1: 1; Level 2: 02; Level 3: 01 | 1.02.01 | gNodeB and Antennas | 3 | 1020100000000000
Level 1: 1; Level 2: 02; Level 3: 02 | 1.02.02 | Mast and foundation | 3 | 1020200000000000
Level 1: 1; Level 2: 02; Level 3: 03 | 1.02.03 | Core network | 3 | 1020300000000000
Level 1: 1; Level 2: 02; Level 3: 04 | 1.02.04 | NMS for FRMCS | 3 | 1020400000000000
Level 1: 1; Level 2: 02; Level 3: 05 | 1.02.05 | Railway Management System (RMS) | 3 | 1020500000000000
Level 1: 1; Level 2: 02; Level 3: 06 | 1.02.06 | FRMCS mobile terminal | 3 | 1020600000000000
Level 1: 1; Level 2: 02; Level 3: 07 | 1.02.07 | FRMCS Workstations/HMIs | 3 | 1020700000000000
Level 1: 1; Level 2: 03 | 1.03 | IXL - Interlocking | 2 | 1030000000000000
Level 1: 1; Level 2: 03; Level 3: 01 | 1.03.01 | Derailer system (CCS part) | 3 | 1030100000000000
Level 1: 1; Level 2: 03; Level 3: 02 | 1.03.02 | Track vacancy detection | 3 | 1030200000000000
Level 1: 1; Level 2: 03; Level 3: 03 | 1.03.03 | Optical Track Side Signal | 3 | 1030300000000000
Level 1: 1; Level 2: 03; Level 3: 04 | 1.03.04 | Works Protection Device | 3 | 1030400000000000
Level 1: 1; Level 2: 03; Level 3: 05 | 1.03.05 | Level crossing (CCS part) | 3 | 1030500000000000
Level 1: 1; Level 2: 03; Level 3: 06 | 1.03.06 | CBI | 3 | 1030600000000000
Level 1: 1; Level 2: 03; Level 3: 07 | 1.03.07 | Maintenance and Data Management | 3 | 1030700000000000
Level 1: 1; Level 2: 03; Level 3: 08 | 1.03.08 | Gauge crossing (CCS part) | 3 | 1030800000000000
Level 1: 1; Level 2: 03; Level 3: 09 | 1.03.09 | IXL Workstations/HMIs | 3 | 1030900000000000
Level 1: 1; Level 2: 04 | 1.04 | Turnout integrated system (CCS part) | 2 | 1040000000000000
Level 1: 1; Level 2: 04; Level 3: 01 | 1.04.01 | Turnout Control Unit (Object Controller) | 3 | 1040100000000000
Level 1: 1; Level 2: 04; Level 3: 02 | 1.04.02 | Condition Monitoring System | 3 | 1040200000000000
Level 1: 1; Level 2: 04; Level 3: 03 | 1.04.03 | CCS elements for switch panel | 3 | 1040300000000000
Level 1: 1; Level 2: 04; Level 3: 03; Level 4: 01 | 1.04.03.01 | Actuation system for switch panel | 4 | 1040301000000000
Level 1: 1; Level 2: 04; Level 3: 03; Level 4: 02 | 1.04.03.02 | Locking system for switch panel | 4 | 1040302000000000
Level 1: 1; Level 2: 04; Level 3: 03; Level 4: 03 | 1.04.03.03 | Detection system for switch panel | 4 | 1040303000000000
Level 1: 1; Level 2: 04; Level 3: 03; Level 4: 04 | 1.04.03.04 | Heating system for switch panel | 4 | 1040304000000000
Level 1: 1; Level 2: 04; Level 3: 04 | 1.04.04 | CCS elements for swing nose crossing | 3 | 1040400000000000
Level 1: 1; Level 2: 04; Level 3: 04; Level 4: 01 | 1.04.04.01 | Actuation system for swing nose crossing | 4 | 1040401000000000
Level 1: 1; Level 2: 04; Level 3: 04; Level 4: 02 | 1.04.04.02 | Locking system for swing nose crossing | 4 | 1040402000000000
Level 1: 1; Level 2: 04; Level 3: 04; Level 4: 03 | 1.04.04.03 | Detection system for swing nose crossing | 4 | 1040403000000000
Level 1: 1; Level 2: 04; Level 3: 04; Level 4: 04 | 1.04.04.04 | Heating system for swing nose crossing | 4 | 1040404000000000
Level 1: 1; Level 2: 05 | 1.05 | TMS - Traffic Management System | 2 | 1050000000000000
Level 1: 1; Level 2: 05; Level 3: 01 | 1.05.01 | TMS on main line (under ETCS supervision) | 3 | 1050100000000000
Level 1: 1; Level 2: 05; Level 3: 02 | 1.05.02 | Local operation and peripheral TMS equipment | 3 | 1050200000000000
Level 1: 1; Level 2: 05; Level 3: 03 | 1.05.03 | ATO Trackside | 3 | 1050300000000000
Level 1: 1; Level 2: 05; Level 3: 04 | 1.05.04 | Maintenance work monitoring and track possession | 3 | 1050400000000000
Level 1: 1; Level 2: 05; Level 3: 05 | 1.05.05 | TMS Workstations/HMIs/Video Wall | 3 | 1050500000000000
Level 1: 1; Level 2: 06 | 1.06 | ICT - Information and Communications Technology | 2 | 1060000000000000
Level 1: 1; Level 2: 06; Level 3: 01 | 1.06.01 | Optical Fibre, Backbone Transmission Network and NMS for BTN | 3 | 1060100000000000
Level 1: 1; Level 2: 06; Level 3: 01; Level 4: 01 | 1.06.01.01 | Optical Fibre | 4 | 1060101000000000
Level 1: 1; Level 2: 06; Level 3: 01; Level 4: 02 | 1.06.01.02 | Backbone Transmission Network | 4 | 1060102000000000
Level 1: 1; Level 2: 06; Level 3: 01; Level 4: 03 | 1.06.01.03 | Network Management System for BTN | 4 | 1060103000000000
Level 1: 1; Level 2: 06; Level 3: 02 | 1.06.02 | Voice Communication Systems | 3 | 1060200000000000
Level 1: 1; Level 2: 06; Level 3: 02; Level 4: 01 | 1.06.02.01 | Operational Fixed Telephone System | 4 | 1060201000000000
Level 1: 1; Level 2: 06; Level 3: 02; Level 4: 02 | 1.06.02.02 | Direct Line Telephone System – Intercom | 4 | 1060202000000000
Level 1: 1; Level 2: 06; Level 3: 02; Level 4: 03 | 1.06.02.03 | Voice and Data Traffic Recording System | 4 | 1060203000000000
Level 1: 1; Level 2: 06; Level 3: 02; Level 4: 04 | 1.06.02.04 | Billing system | 4 | 1060204000000000
Level 1: 1; Level 2: 07 | 1.07 | Cybersecurity system | 2 | 1070000000000000
Level 1: 1; Level 2: 07; Level 3: 01 | 1.07.01 | CSOC tools and platforms | 3 | 1070100000000000
Level 1: 1; Level 2: 07; Level 3: 01; Level 4: 01 | 1.07.01.01 | SIEM environment | 4 | 1070101000000000
Level 1: 1; Level 2: 07; Level 3: 01; Level 4: 02 | 1.07.01.02 | Vulnerability and Assets management solutions | 4 | 1070102000000000
Level 1: 1; Level 2: 07; Level 3: 01; Level 4: 03 | 1.07.01.03 | EDR solution with central management | 4 | 1070103000000000
Level 1: 1; Level 2: 07; Level 3: 01; Level 4: 04 | 1.07.01.04 | Cybersecurity Workstations/HMIs | 4 | 1070104000000000
Level 1: 1; Level 2: 07; Level 3: 02 | 1.07.02 | User Management systems | 3 | 1070200000000000
Level 1: 1; Level 2: 07; Level 3: 03 | 1.07.03 | Network security systems | 3 | 1070300000000000
Level 1: 1; Level 2: 07; Level 3: 03; Level 4: 01 | 1.07.03.01 | Security border and DMZ systems | 4 | 1070301000000000
Level 1: 1; Level 2: 07; Level 3: 03; Level 4: 02 | 1.07.03.02 | Network Anomaly Detection and Monitoring solution | 4 | 1070302000000000
Level 1: 1; Level 2: 07; Level 3: 03; Level 4: 03 | 1.07.03.03 | CDR and Sandboxing Solutions | 4 | 1070303000000000
Level 1: 1; Level 2: 08 | 1.08 | Ancillary Monitoring Systems | 2 | 1080000000000000
Level 1: 1; Level 2: 08; Level 3: 01 | 1.08.01 | Rolling Stock Monitoring Systems | 3 | 1080100000000000
Level 1: 1; Level 2: 08; Level 3: 01; Level 4: 01 | 1.08.01.01 | Dynamic Condition Load Detection System | 4 | 1080101000000000
Level 1: 1; Level 2: 08; Level 3: 01; Level 4: 02 | 1.08.01.02 | Hot-Axle Box Detection System | 4 | 1080102000000000
Level 1: 1; Level 2: 08; Level 3: 01; Level 4: 03 | 1.08.01.03 | Pantograph Condition Detection System | 4 | 1080103000000000
Level 1: 1; Level 2: 08; Level 3: 01; Level 4: 04 | 1.08.01.04 | Rolling Stock Gauge Sensor | 4 | 1080104000000000
Level 1: 1; Level 2: 08; Level 3: 01; Level 4: 05 | 1.08.01.05 | Freight Monitoring System | 4 | 1080105000000000
Level 1: 1; Level 2: 08; Level 3: 01; Level 4: 06 | 1.08.01.06 | Wheel Flat Detection System | 4 | 1080106000000000
Level 1: 1; Level 2: 08; Level 3: 02 | 1.08.02 | INFRA monitoring systems | 3 | 1080200000000000
Level 1: 1; Level 2: 08; Level 3: 02; Level 4: 01 | 1.08.02.01 | Broken Rail Detection System | 4 | 1080201000000000
Level 1: 1; Level 2: 08; Level 3: 02; Level 4: 02 | 1.08.02.02 | Rail Temperature monitoring system | 4 | 1080202000000000
Level 1: 1; Level 2: 08; Level 3: 02; Level 4: 03 | 1.08.02.03 | Road Vehicle Detection System | 4 | 1080203000000000
Level 1: 1; Level 2: 08; Level 3: 02; Level 4: 04 | 1.08.02.04 | Strain Gauge Monitoring System | 4 | 1080204000000000
Level 1: 1; Level 2: 08; Level 3: 02; Level 4: 05 | 1.08.02.05 | Structures monitoring system | 4 | 1080205000000000
Level 1: 1; Level 2: 08; Level 3: 02; Level 4: 06 | 1.08.02.06 | Flood monitoring system | 4 | 1080206000000000
Level 1: 1; Level 2: 08; Level 3: 03 | 1.08.03 | Meteorological Condition Detection System | 3 | 1080300000000000
Level 1: 1; Level 2: 08; Level 3: 04 | 1.08.04 | Ancillary Monitoring Servers | 3 | 1080400000000000
Level 1: 1; Level 2: 08; Level 3: 05 | 1.08.05 | Ancillary Monitoring Systems Workstations/HMIs | 3 | 1080500000000000
Level 1: 1; Level 2: 09 | 1.09 | CCS Scada | 2 | 1090000000000000
Level 1: 1; Level 2: 09; Level 3: 01 | 1.09.01 | Server in OCC/BOCC for SCADA | 3 | 1090100000000000
Level 1: 1; Level 2: 09; Level 3: 02 | 1.09.02 | Network Switch | 3 | 1090200000000000
Level 1: 1; Level 2: 09; Level 3: 03 | 1.09.03 | PLC - Programmable Logic Controller | 3 | 1090300000000000
Level 1: 1; Level 2: 09; Level 3: 4 | 1.09.04 | SCADA Workstations/HMIs | 3 | 1090400000000000
Level 1: 1; Level 2: 09; Level 3: 5 | 1.09.05 | RB Energy Metering function | 3 | 1090500000000000
Level 1: 1; Level 2: 10 | 1.10 | Platform gates | 2 | 1100000000000000
Level 1: 1; Level 2: 10; Level 3: 01 | 1.10.01 | Sliding doors | 3 | 1100100000000000
Level 1: 1; Level 2: 10; Level 3: 02 | 1.10.02 | Emergency doors | 3 | 1100200000000000
Level 1: 1; Level 2: 10; Level 3: 03 | 1.10.03 | Track access doors | 3 | 1100300000000000
Level 1: 1; Level 2: 10; Level 3: 4 | 1.10.04 | Fixed panels | 3 | 1100400000000000
Level 1: 1; Level 2: 10; Level 3: 5 | 1.10.05 | Local control panel | 3 | 1100500000000000
Level 1: 1; Level 2: 10; Level 3: 6 | 1.10.06 | Power cabinet | 3 | 1100600000000000
Level 1: 1; Level 2: 10; Level 3: 7 | 1.10.07 | Control cabinet | 3 | 1100700000000000
Level 1: 1; Level 2: 10; Level 3: 8 | 1.10.08 | PG traffic/signal lights | 3 | 1100800000000000
Level 1: 1; Level 2: 11 | 1.11 | Station Systems | 2 | 1110000000000000
Level 1: 1; Level 2: 11; Level 3: 01 | 1.11.01 | Passenger Information Display and Public Address System (PIDS and PAS) | 3 | 1110100000000000
Level 1: 1; Level 2: 11; Level 3: 02 | 1.11.02 | Network synchronization and time distribution system (Master Clock System) | 3 | 1110200000000000
Level 1: 1; Level 2: 11; Level 3: 03 | 1.11.03 | Light Fidelity (Li-Fi) | 3 | 1110300000000000
Level 1: 1; Level 2: 12 | 1.12 | AFC - Automated Fare Collection | 2 | 1120000000000000
Level 1: 1; Level 2: 12; Level 3: 01 | 1.12.01 | Central System | 3 | 1120100000000000
Level 1: 1; Level 2: 12; Level 3: 02 | 1.12.02 | Local Sub-system | 3 | 1120200000000000
Level 1: 1; Level 2: 12; Level 3: 03 | 1.12.03 | Ticket vending machines | 3 | 1120300000000000
Level 1: 1; Level 2: 12; Level 3: 04 | 1.12.04 | Control gates | 3 | 1120400000000000
Level 1: 1; Level 2: 12; Level 3: 05 | 1.12.05 | Ticket office equipment | 3 | 1120500000000000
Level 1: 1; Level 2: 12; Level 3: 06 | 1.12.06 | Administration / reporting equipment (Computer and printer) | 3 | 1120600000000000
Level 1: 1; Level 2: 12; Level 3: 07 | 1.12.07 | Media (Contactless Smart Card and ticket) | 3 | 1120700000000000
Level 1: 1; Level 2: 12; Level 3: 08 | 1.12.08 | Personal Verification Unit | 3 | 1120800000000000
Level 1: 1; Level 2: 13 | 1.13 | Safety and Security Systems | 2 | 1130000000000000
Level 1: 1; Level 2: 13; Level 3: 01 | 1.13.01 | CCTV | 3 | 1130100000000000
Level 1: 1; Level 2: 13; Level 3: 02 | 1.13.02 | Access Control and Intrusion Detection System | 3 | 1130200000000000
Level 1: 1; Level 2: 13; Level 3: 03 | 1.13.03 | Fire Protection System | 3 | 1130300000000000
Level 1: 1; Level 2: 14 | 1.14 | AMS - Asset Management System | 2 | 1140000000000000
Level 1: 1; Level 2: 14; Level 3: 01 | 1.14.01 | Server in OCC/BOCC for AMS | 3 | 1140100000000000
Level 1: 1; Level 2: 14; Level 3: 02 | 1.14.02 | Workstations in OCC/BOCC | 3 | 1140200000000000
Level 1: 1; Level 2: 14; Level 3: 03 | 1.14.03 | Handheld devices | 3 | 1140300000000000
Level 1: 1; Level 2: 15 | 1.15 | Non-Traction Power Supply | 2 | 1150000000000000
Level 1: 1; Level 2: 15; Level 3: 01 | 1.15.01 | Medium voltage distribution | 3 | 1150100000000000
Level 1: 1; Level 2: 15; Level 3: 02 | 1.15.02 | OCL Transformer Post | 3 | 1150200000000000
Level 1: 1; Level 2: 15; Level 3: 03 | 1.15.03 | Low voltage distribution | 3 | 1150300000000000
Level 1: 1; Level 2: 15; Level 3: 04 | 1.15.04 | Uninterruptible Power Supply system | 3 | 1150400000000000
Level 1: 1; Level 2: 15; Level 3: 05 | 1.15.05 | Back-up generators | 3 | 1150500000000000
Level 1: 1; Level 2: 15; Level 3: 06 | 1.15.06 | Renewable energy system | 3 | 1150600000000000
Level 1: 1; Level 2: 15; Level 3: 07 | 1.15.07 | Earthing system NTPS | 3 | 1150700000000000
Level 1: 1; Level 2: 15; Level 3: 08 | 1.15.08 | NTPS protection, control and monitoring equipmen | 3 | 1150800000000000
Level 1: 1; Level 2: 16 | 1.16 | CCS Cableway system | 2 | 1160000000000000
Level 1: 1; Level 2: 16; Level 3: 01 | 1.16.01 | Indoor | 3 | 1160100000000000
Level 1: 1; Level 2: 16; Level 3: 02 | 1.16.02 | Outdoor | 3 | 1160200000000000
Level 1: 1; Level 2: 16; Level 3: 02; Level 4: 01 | 1.16.02.01 | Multi-duct | 4 | 1160201000000000
Level 1: 1; Level 2: 16; Level 3: 02; Level 4: 02 | 1.16.02.02 | Cable duct | 4 | 1160202000000000
Level 1: 1; Level 2: 16; Level 3: 02; Level 4: 03 | 1.16.02.03 | Cable channel | 4 | 1160203000000000
Level 1: 1; Level 2: 16; Level 3: 02; Level 4: 04 | 1.16.02.04 | Manhole | 4 | 1160204000000000
Level 1: 1; Level 2: 17 | 1.17 | CCS Technical Buildings and related MEP | 2 | 1170000000000000
Level 1: 1; Level 2: 17; Level 3: 01 | 1.17.01 | Walls, slab, roof structure, rooms | 3 | 1170100000000000
Level 1: 1; Level 2: 17; Level 3: 02 | 1.17.02 | Openings | 3 | 1170200000000000
Level 1: 1; Level 2: 17; Level 3: 03 | 1.17.03 | Fence/Gate | 3 | 1170300000000000
Level 1: 1; Level 2: 17; Level 3: 04 | 1.17.04 | Furniture for CCS rooms | 3 | 1170400000000000
Level 1: 1; Level 2: 17; Level 3: 05 | 1.17.05 | Air Conditioning and Ventilation System | 3 | 1170500000000000
Level 1: 1; Level 2: 17; Level 3: 06 | 1.17.06 | Electric and Lighting System | 3 | 1170600000000000
Level 1: 1; Level 2: 17; Level 3: 07 | 1.17.07 | Plumbing System | 3 | 1170700000000000
Level 1: 1; Level 2: 17; Level 3: 08 | 1.17.08 | External arrangement | 3 | 1170800000000000
Level 1: 2 | 2 | ENE | 1 | 2000000000000000
Level 1: 2; Level 2: 01 | 2.01 | Overhead Contact Line System (OCS) | 2 | 2010000000000000
Level 1: 2; Level 2: 01; Level 3: 01 | 2.01.01 | Structures | 3 | 2010100000000000
Level 1: 2; Level 2: 01; Level 3: 02 | 2.01.02 | Supports | 3 | 2010200000000000
Level 1: 2; Level 2: 01; Level 3: 03 | 2.01.03 | Catenary | 3 | 2010300000000000
Level 1: 2; Level 2: 01; Level 3: 04 | 2.01.04 | Feeder and other wiring | 3 | 2010400000000000
Level 1: 2; Level 2: 01; Level 3: 05 | 2.01.05 | Disconnector | 3 | 2010500000000000
Level 1: 2; Level 2: 01; Level 3: 06 | 2.01.06 | Earthing and Bonding | 3 | 2010600000000000
Level 1: 2; Level 2: 01; Level 3: 07 | 2.01.07 | Protection devices | 3 | 2010700000000000
Level 1: 2; Level 2: 01; Level 3: 08 | 2.01.08 | Protection screens | 3 | 2010800000000000
Level 1: 2; Level 2: 01; Level 3: 09 | 2.01.09 | Pantograph / Catenary measurement points | 3 | 2010900000000000
Level 1: 2; Level 2: 02 | 2.02 | TPS - Traction Power Supply | 2 | 2020000000000000
Level 1: 2; Level 2: 02; Level 3: 01 | 2.02.01 | 110 kV Equipment | 3 | 2020100000000000
Level 1: 2; Level 2: 02; Level 3: 02 | 2.02.02 | Medium Voltage Equipment | 3 | 2020200000000000
Level 1: 2; Level 2: 02; Level 3: 03 | 2.02.03 | Low Voltage Equipment | 3 | 2020300000000000
Level 1: 2; Level 2: 02; Level 3: 04 | 2.02.04 | Earthing system | 3 | 2020400000000000
Level 1: 2; Level 2: 02; Level 3: 05 | 2.02.05 | Cabels and Connections | 3 | 2020500000000000
Level 1: 2; Level 2: 02; Level 3: 06 | 2.02.06 | SFC System | 3 | 2020600000000000
Level 1: 2; Level 2: 02; Level 3: 07 | 2.02.07 | Civil works Yard Area | 3 | 2020700000000000
Level 1: 2; Level 2: 02; Level 3: 08 | 2.02.08 | Technical Building TPS | 3 | 2020800000000000
Level 1: 2; Level 2: 02; Level 3: 09 | 2.02.09 | Autotransformer 2x25kV | 3 | 2020900000000000
Level 1: 2; Level 2: 03 | 2.03 | ECCS - Energy Control Command System | 2 | 2030000000000000
Level 1: 2; Level 2: 03; Level 3: 01 | 2.03.01 | TSS | 3 | 2030100000000000
Level 1: 2; Level 2: 03; Level 3: 02 | 2.03.02 | PP | 3 | 2030200000000000
Level 1: 2; Level 2: 03; Level 3: 03 | 2.03.03 | Operator workstation computer | 3 | 2030300000000000
Level 1: 2; Level 2: 03; Level 3: 04 | 2.03.04 | Communication processors with modems | 3 | 2030400000000000
Level 1: 2; Level 2: 03; Level 3: 05 | 2.03.05 | Printer and print sharer switch | 3 | 2030500000000000
Level 1: 2; Level 2: 03; Level 3: 06 | 2.03.06 | ECCS Softwares | 3 | 2030600000000000
Level 1: 2; Level 2: 04 | 2.04 | TSO-HVFL | 2 | 2040000000000000
Level 1: 2; Level 2: 04; Level 3: 01 | 2.04.01 | Overhead line conductors | 3 | 2040100000000000
Level 1: 2; Level 2: 04; Level 3: 02 | 2.04.02 | Shield wire/OPGW | 3 | 2040200000000000
Level 1: 2; Level 2: 04; Level 3: 03 | 2.04.03 | Towers with insulator sets and accesories | 3 | 2040300000000000
Level 1: 2; Level 2: 04; Level 3: 04 | 2.04.04 | 110 kV single core cable | 3 | 2040400000000000
Level 1: 2; Level 2: 04; Level 3: 05 | 2.04.05 | 110kV cable connection or termination joint | 3 | 2040500000000000
Level 1: 2; Level 2: 04; Level 3: 06 | 2.04.06 | Cable screen grounding box with surge arresters | 3 | 2040600000000000
Level 1: 2; Level 2: 04; Level 3: 07 | 2.04.07 | Metering unit | 3 | 2040700000000000
Level 1: 2; Level 2: 04; Level 3: 08 | 2.04.08 | HV connection bay | 3 | 2040800000000000
Level 1: 2; Level 2: 05 | 2.05 | ENE cableway system | 2 | 2050000000000000
Level 1: 2; Level 2: 05; Level 3: 01 | 2.05.01 | Indoor | 3 | 2050100000000000
Level 1: 2; Level 2: 05; Level 3: 02 | 2.05.02 | Outdoor | 3 | 2050200000000000
Level 1: 2; Level 2: 05; Level 3: 02; Level 4: 01 | 2.05.02.01 | Multi-duct | 4 | 2050201000000000
Level 1: 2; Level 2: 05; Level 3: 02; Level 4: 02 | 2.05.02.02 | Cable duct | 4 | 2050202000000000
Level 1: 2; Level 2: 05; Level 3: 02; Level 4: 03 | 2.05.02.03 | Cable channel | 4 | 2050203000000000
Level 1: 2; Level 2: 05; Level 3: 02; Level 4: 04 | 2.05.02.04 | Manhole | 4 | 2050204000000000
Level 1: 3 | 3 | INFRA | 1 | 3000000000000000 | [31 empty] | X | X |  |  | X | X | X | X | x | x |  |  |  |  | X | X | X | X | X | X |  | X
Level 1: 3; Level 2: 01 | 3.01 | Civil works | 2 | 3010000000000000 | [17 empty] | X |  | X | X | X | X | X | X | X | X |  | X |  |  | X | X |  |  | X | X | X | X | X | X |  |  |  |  | X | [6 empty] | X | [46 empty] | X | [6 empty] | X |  |  |  | X
Level 1: 3; Level 2: 01; Level 3: 01 | 3.01.01 | Drainage | 3 | 3010100000000000 | [17 empty] | X | [13 empty] | X | X |  |  | X | X | X | X | X | X |  |  |  |  | X | [6 empty] | X | [46 empty] | X | [6 empty] | X |  |  |  | X
Level 1: 3; Level 2: 01; Level 3: 01; Level 4: 01 | 3.01.01.01 | Drainage Distribution | 4 | 3010101000000000 | [31 empty] | X | X |  |  | X | X | X | X | X | X |  |  |  |  | X | [6 empty] | X | [46 empty] | X | [6 empty] | X |  |  |  | X
Level 1: 3; Level 2: 01; Level 3: 01; Level 4: 01; Level 5: 01 | 3.01.01.01.01 | Melioration | 5 | 3010101010000000 |  |  | Pr_15_31_26 | WDR-00ZZZZ | DR | WDR | 000 | [24 empty] | X | X |  |  | X | X | X | X | X | X |  |  |  |  | X | [6 empty] | X | [8 empty] | X | X | X | X | X |  | X | X | X | X | X | X | X | X | [24 empty] | X | [6 empty] | X |  |  |  | X
3 | 01 | 01 | 01 | 01 | 01 |  |  |  | 3.01.01.01.01.01 | Lined ditch (Reinforcement / Slope protection) | 6 | 3010101010100000 | m |  | Pr_15_31_26_26 | WDR-01ZZZZ | DR | WDR | NDT | 2010 | [23 empty] | X | [7 empty] | X | X |  |  |  |  | X | [15 empty] | X | X | X | X | X |  | X | X | X | X | X | X | X | X | [24 empty] | X | [6 empty] | X |  |  |  | X
3 | 01 | 01 | 01 | 01 | 02 |  |  |  | 3.01.01.01.01.02 | Uncoated ditch (Ditches as surface elements) | 6 | 3010101010200000 | m |  | Pr_15_31_26_26 | DTC-01ZZZZ | DR | DTC | 000 | 630 | [23 empty] | X | [7 empty] | X | X |  |  |  |  | X | [6 empty] | X | [46 empty] | X | [6 empty] | X |  |  |  | X
3 | 01 | 01 | 01 | 01 | 03 |  |  |  | 3.01.01.01.01.03 | Buried drainage | 6 | 3010101010300000 | m |  | Pr_65_52_07 | WDR-02ZZZZ | DR | WDR | PIP | 2020 | [14 empty] | X | [8 empty] | X | X |  |  | X | X | X | X |  | X |  |  |  |  | ? | [53 empty] | X | [6 empty] | X |  |  |  | X
Level 1: 3; Level 2: 01; Level 3: 01; Level 4: 01; Level 5: 02 | 3.01.01.01.02 | Culverts | 5 | 3010101020000000 | m |  | Pr_65_52 | CUL-00ZZZZ | DR | CUL | 000 | [15 empty] | X | [8 empty] | X | X |  |  | X | X | X | X |  | X |  |  |  |  | ? | [15 empty] | X | X | X | X | X | X | X | X | X | X | X | X | X | X | [24 empty] | X | [6 empty] | X |  |  |  | X
3 | 01 | 01 | 01 | 02 | 01 |  |  |  | 3.01.01.01.02.01 | Concrete Culvert | 6 | 3010101020100000 | m |  | Pr_65_52_20 | CUL-01ZZZZ | DR | CUL | CON | 1101 | [14 empty] | X | [8 empty] | X | X |  |  | X | X | X | X |  | X |  |  |  |  | ? | [53 empty] | X | [6 empty] | X |  |  |  | X
3 | 01 | 01 | 01 | 02 | 01 | 01 |  |  | 3.01.01.01.02.01.01 | Bases | 7 | 3010101020101000 | m³ |  | Pr_20_31_04_06 | LVC-01ZZZZ | DR | LVC | 000 | 1101 | [14 empty] | X | [8 empty] | X | X |  |  | X | X | X | X |  | X |  |  |  |  | ? | [53 empty] | X | [6 empty] | X |  |  |  | X
3 | 01 | 01 | 01 | 02 | 01 | 02 |  |  | 3.01.01.01.02.01.02 | Culvert Core | 7 | 3010101020102000 | m |  | Pr_65_52_20 | CUL-11ZZZZ | DR | CUL | COR | 1101 | [14 empty] | X | [8 empty] | X | X |  |  | X | X | X | X |  | X |  |  |  |  | ? | [53 empty] | X
3 | 01 | 01 | 01 | 02 | 01 | 02 | 01 |  | 3.01.01.01.02.01.02.01 | Culvert Core Element | 8 | 3010101020102010 | m³ |  | Pr_65_52_20 | CUL-12ZZZZ | DR | CUL | CRE | 1101 | [14 empty] | X | [8 empty] | X | X |  |  | X | X | X | X |  | X |  |  |  |  | ? | [53 empty] | X
3 | 01 | 01 | 01 | 02 | 01 | 02 | 02 |  | 3.01.01.01.02.01.02.02 | Joint elements | 8 | 3010101020102020 | m |  | Pr_35_90_27 | EXP-01ZZZZ | DR | EXP | 000 | 1101 | [14 empty] | X | [8 empty] | X | X |  |  | X | X | X | X |  | X |  |  |  |  | ? | [53 empty] | X
3 | 01 | 01 | 01 | 02 | 01 | 02 | 03 |  | 3.01.01.01.02.01.02.03 | Culvert Core Element Reinforcement | 8 | 3010101020102030 | kg |  | Pr_20_96_71 | RMB-01ZZZZ | DR | RMB | 000 | 1101 | [14 empty] | X | [8 empty] | X | X |  |  | X | X | X | X |  | X |  |  |  |  | ? | [53 empty] | X
3 | 01 | 01 | 01 | 02 | 01 | 02 | 04 |  | 3.01.01.01.02.01.02.04 | Embeds | 8 | 3010101020102040 | pcs |  | Pr_20_29_03 | CD-01ZZZZ | DR | CD | 000 | 1101 | [14 empty] | X | [8 empty] | X | X |  |  | X | X | X | X |  | X |  |  |  |  | ? | [15 empty] | X | X | X | X | X | X | X | X | X | X | X | X | X | X | [24 empty] | X | [6 empty] | X |  |  |  | X
3 | 01 | 01 | 01 | 02 | 02 |  |  |  | 3.01.01.01.02.02 | Steel Culvert | 6 | 3010101020200000 | m |  | Pr_65_52_20_20 | CUL-02ZZZZ | DR | CUL | MET | 1102 | [14 empty] | X | [8 empty] | X | X |  |  | X |  |  |  |  | X |  |  |  |  | ? | [15 empty] | X | X | X | X | X | X | X | X | X | X | X | X | X | X | [24 empty] | X | [6 empty] | X |  |  |  | X
3 | 01 | 01 | 01 | 02 | 03 |  |  |  | 3.01.01.01.02.03 | PP Culvert | 6 | 3010101020300000 | m |  | Pr_65_52_03_13 | CUL-03ZZZZ | DR | CUL | PVC | 1100 | [9 empty] | X |  | X | X | X | X | X | X | X | X |  | X |  |  | X | X |  |  | X | X | X | X | X | X |  |  |  |  | X | [53 empty] | X | [6 empty] | X |  |  |  | X
Level 1: 3; Level 2: 01; Level 3: 01; Level 4: 01; Level 5: 03 | 3.01.01.01.03 | Hydroisolation | 5 | 3010101030000000 | m² |  | Pr_35_31_68 | WTP-01ZZZZ | DR | WTP | 000 | [12 empty] | X |  | X | X | X |  | X | X |  | X |  |  | X | [8 empty] | X |  |  |  |  | X | [6 empty] | X | [46 empty] | X | [6 empty] | X |  |  |  | X
Level 1: 3; Level 2: 01; Level 3: 01; Level 4: 01; Level 5: 04 | 3.01.01.01.04 | Drainage Manhole | 5 | 3010101040000000 | pcs |  | Pr_65_52_01 | MHL-00ZZZZ | DR | MHL | 000 | 620 | [11 empty] | X |  | X | X | X |  | X | X |  | X |  |  | X | [8 empty] | X |  |  |  |  | X | [6 empty] | X | [46 empty] | X | [6 empty] | X |  |  |  | X
3 | 01 | 01 | 01 | 04 | 01 |  |  |  | 3.01.01.01.04.01 | Concrete Manhole | 6 | 3010101040100000 | pcs |  | Pr_65_52_01_20 | MHL-01ZZZZ | DR | MHL | CON | 620 | [11 empty] | X |  | X | X | X |  | X | X |  | X |  |  | X | [8 empty] | X |  |  |  |  | X | [6 empty] | X | [46 empty] | X | [6 empty] | X |  |  |  | X
3 | 01 | 01 | 01 | 04 | 02 |  |  |  | 3.01.01.01.04.02 | Plastic (PE) Manhole | 6 | 3010101040200000 | pcs |  | Pr_65_52_01_60 | MHL-02ZZZZ | DR | MHL | PVC | 620 | [11 empty] | X |  | X | X | X |  | X | X |  | X |  |  | X | [8 empty] | X |  |  |  |  | X | [6 empty] | X | [46 empty] | X | [6 empty] | X |  |  |  | X
Level 1: 3; Level 2: 01; Level 3: 01; Level 4: 01; Level 5: 05 | 3.01.01.01.05 | Drainage Manhole cover | 5 | 3010101050000000 | pcs |  | Pr_65_52_01 | MHL-10ZZZZ | DR | MHL | 000 | 620 | [11 empty] | X |  | X | X | X |  | X | X |  | X |  |  | X | [8 empty] | X |  |  |  |  | X | [6 empty] | X | [46 empty] | X | [6 empty] | X |  |  |  | X
3 | 01 | 01 | 01 | 05 | 01 |  |  |  | 3.01.01.01.05.01 | Cast Iron Cover | 6 | 3010101050100000 | pcs |  | Pr_65_52_01_50 | MHL-11ZZZZ | DR | MHL | CIC | 620 | [11 empty] | X |  | X | X | X |  | X | X |  | X |  |  | X | [8 empty] | X |  |  |  |  | X | [6 empty] | X | [46 empty] | X | [6 empty] | X |  |  |  | X
3 | 01 | 01 | 01 | 05 | 02 |  |  |  | 3.01.01.01.05.02 | Cast Iron Cover with Locking Mechanism | 6 | 3010101050200000 | pcs |  | Pr_65_52_01_50 | MHL-12ZZZZ | DR | MHL | CLM | 620 | [11 empty] | X |  | X | X | X |  | X | X |  | X |  |  | X | [8 empty] | X |  |  |  |  | X | [6 empty] | X | [46 empty] | X | [6 empty] | X |  |  |  | X
3 | 01 | 01 | 01 | 05 | 03 |  |  |  | 3.01.01.01.05.03 | Round grating cover | 6 | 3010101050300000 | pcs |  | Pr_65_52_01_50 | MHL-13ZZZZ | DR | MHL | RGC | 620 | [11 empty] | X |  | X | X | X |  | X | X |  | X |  |  | X | [8 empty] | X |  |  |  |  | X | [6 empty] | X | [46 empty] | X | [6 empty] | X |  |  |  | X
3 | 01 | 01 | 01 | 05 | 04 |  |  |  | 3.01.01.01.05.04 | Retangular grating cover | 6 | 3010101050400000 | pcs |  | Pr_65_52_01_50 | MHL-14ZZZZ | DR | MHL | RGR | 620 | [11 empty] | X |  | X | X | X |  | X | X |  | X |  |  | X | [8 empty] | X |  |  |  |  | X | [6 empty] | X | [46 empty] | X | [6 empty] | X |  |  |  | X
3 | 01 | 01 | 01 | 05 | 05 |  |  |  | 3.01.01.01.05.05 | Dome grating cover | 6 | 3010101050500000 | pcs |  | Pr_65_52_01_50 | MHL-15ZZZZ | DR | MHL | DGC | 620 | [11 empty] | X |  | X | X | X |  | X | X |  | X |  |  | X | [8 empty] | X |  |  |  |  | X | X | [5 empty] | X | [46 empty] | X | [6 empty] | X |  |  |  | X
Level 1: 3; Level 2: 01; Level 3: 01; Level 4: 01; Level 5: 06 | 3.01.01.01.06 | Marker post for manhole | 5 | 3010101060000000 | pcs |  | Pr_40_10_57_50 | MRK-01ZZZZ | DR | MRK | PST | 1180 | [11 empty] | X |  |  | X | X |  | X | X |  | X |  |  | X | [7 empty] | X | X |  |  |  |  | X | [6 empty] | X | [46 empty] | X | [6 empty] | X |  |  |  | X
Level 1: 3; Level 2: 01; Level 3: 01; Level 4: 01; Level 5: 07 | 3.01.01.01.07 | Drainage Piping | 5 | 3010101070000000 | m |  | Pr_65_52 | PIP-00ZZZZ | DR | PIP | 000 | [12 empty] | X |  |  | X | X |  | X | X |  | X |  |  | X | [7 empty] | X | X |  |  |  |  | X | [6 empty] | X | [46 empty] | X | [6 empty] | X |  |  |  | X
3 | 01 | 01 | 01 | 07 | 01 |  |  |  | 3.01.01.01.07.01 | Polyvinyl Chloride (PVC) Pipes | 6 | 3010101070100000 | m |  | Pr_65_52_03_87 | PIP-01ZZZZ | DR | PIP | PVC | 610 | [11 empty] | X |  |  | X | X |  | X | X |  | X |  |  | X | [7 empty] | X | X |  |  |  |  | X | [6 empty] | X | [46 empty] | X | [6 empty] | X |  |  |  | X
3 | 01 | 01 | 01 | 07 | 02 |  |  |  | 3.01.01.01.07.02 | Polypropylene (PP) Pipes | 6 | 3010101070200000 | m |  | Pr_65_52_07_64 | PIP-02ZZZZ | DR | PIP | PPP | 613 | [11 empty] | X |  |  | X | X |  | X | X |  | X |  |  | X | [7 empty] | X | X |  |  |  |  | X | [6 empty] | X | [46 empty] | X | [6 empty] | X |  |  |  | X
3 | 01 | 01 | 01 | 07 | 03 |  |  |  | 3.01.01.01.07.03 | Polyethylene (PE) Pressure Pipes | 6 | 3010101070300000 | m |  | Pr_65_52_07_68 | PIP-03ZZZZ | DR | PIP | PEP | 617 | [11 empty] | X |  |  | X | X |  | X | X |  | X |  |  | X | [7 empty] | X | X |  |  |  |  | X | [6 empty] | X | [46 empty] | X | [6 empty] | X |  |  |  | X
3 | 01 | 01 | 01 | 07 | 04 |  |  |  | 3.01.01.01.07.04 | Polypropylene (PP) drainage pipes perforated at 120° | 6 | 3010101070400000 | m |  | Pr_65_52_07_66 | PIP-04ZZZZ | DR | PIP | DPP | 613 | [11 empty] | X |  |  | X | X |  | X | X |  | X |  |  | X | [7 empty] | X | X |  |  |  |  | X | [6 empty] | X | [46 empty] | X | [6 empty] | X |  |  |  | X
3 | 01 | 01 | 01 | 07 | 05 |  |  |  | 3.01.01.01.07.05 | Polypropylene (PP) drainage pipes perforated at 360° | 6 | 3010101070500000 | m |  | Pr_65_52_07_66 | PIP-05ZZZZ | DR | PIP | DPD | 613 | [11 empty] | X |  |  | X | X |  | X | X |  | X |  |  | X | [7 empty] | X | X |  |  |  |  | X | [6 empty] | X | [46 empty] | X | [6 empty] | X |  |  |  | X
3 | 01 | 01 | 01 | 07 | 06 |  |  |  | 3.01.01.01.07.06 | Glass-reinforced plastic (GRP) drainage pipes | 6 | 3010101070600000 | m |  | Pr_65_52_63_34 | PIP-06ZZZZ | DR | PIP | GRP | 615 | [11 empty] | X |  |  | X | X |  | X | X |  | X |  |  | X | [7 empty] | X | X |  |  |  |  | X |  |  |  | X |  |  | X | [46 empty] | X | [6 empty] | X |  |  |  | X
3 | 01 | 01 | 01 | 07 | 07 |  |  |  | 3.01.01.01.07.07 | Steel drainage pipes | 6 | 3010101070700000 | m |  | Pr_65_52_63_82 | PIP-07ZZZZ | DR | PIP | STL | 614 | [11 empty] | X |  |  | X | X |  | X | X |  | X |  |  | X | [7 empty] | X | X |  |  |  |  | X | [6 empty] | X | [46 empty] | X | [6 empty] | X |  |  |  | X
Level 1: 3; Level 2: 01; Level 3: 01; Level 4: 01; Level 5: 08 | 3.01.01.01.08 | Draining Fittings / Elbows / Tees | 5 | 3010101080000000 | pcs |  | Pr_65_52_63 | PFT-00ZZZZ | DR | PFT | 000 | 610 | [11 empty] | X |  |  | X | X |  | X | X |  | X |  |  | X | [7 empty] | X | X |  |  |  |  | X | [6 empty] | X | [46 empty] | X | [6 empty] | X |  |  |  | X
3 | 01 | 01 | 01 | 08 | 01 |  |  |  | 3.01.01.01.08.01 | PVC/PP Pipe Fittings | 6 | 3010101080100000 | pcs |  | Pr_65_52_63 | PFT-01ZZZZ | DR | PFT | PVC | 610 | [11 empty] | X |  |  | X | X |  | X | X |  | X |  |  | X | [7 empty] | X | X |  |  |  |  | X | [6 empty] | X | [46 empty] | X | [6 empty] | X |  |  |  | X
3 | 01 | 01 | 01 | 08 | 02 |  |  |  | 3.01.01.01.08.02 | Electrofusion Fittings | 6 | 3010101080200000 | pcs |  | Pr_65_52_63 | PFT-02ZZZZ | DR | PFT | ELF | 610 | [11 empty] | X |  |  | X | X |  | X | X |  | X |  |  | X | [7 empty] | X | X |  |  |  |  | X | [6 empty] | X | [46 empty] | X | [6 empty] | X |  |  |  | X
3 | 01 | 01 | 01 | 08 | 03 |  |  |  | 3.01.01.01.08.03 | Butt Fusion Fittings | 6 | 3010101080300000 | pcs |  | Pr_65_52_63 | PFT-03ZZZZ | DR | PFT | BTF | 610 | [11 empty] | X |  |  | X | X |  | X | X |  | X |  |  | X | [7 empty] | X | X |  |  |  |  | X | [6 empty] | X | [46 empty] | X | [6 empty] | X |  |  |  | X
3 | 01 | 01 | 01 | 08 | 04 |  |  |  | 3.01.01.01.08.04 | Cast Iron Fittings | 6 | 3010101080400000 | pcs |  | Pr_65_52_63 | PFT-04ZZZZ | DR | PFT | CIR | 610 | [11 empty] | X |  |  | X | X |  | X | X |  | X |  |  | X | [8 empty] | X |  |  |  |  | X | [6 empty] | X | [46 empty] | X | [6 empty] | X |  |  |  | X
Level 1: 3; Level 2: 01; Level 3: 01; Level 4: 01; Level 5: 09 | 3.01.01.01.09 | Drainage Valves and Taps | 5 | 3010101090000000 | pcs |  | Pr_65_54 | VAL-00ZZZZ | DR | VAL | 000 | 2550 | [11 empty] | X |  |  | X | X |  | X | X |  | X |  |  | X | [8 empty] | X |  |  |  |  | X | [6 empty] | X | [46 empty] | X | [6 empty] | X |  |  |  | X
3 | 01 | 01 | 01 | 09 | 01 |  |  |  | 3.01.01.01.09.01 | Ball Valves | 6 | 3010101090100000 | pcs |  | Pr_65_54_95_06 | VAL-01ZZZZ | DR | VAL | BLL | 2550 | [11 empty] | X |  |  | X | X |  | X | X |  | X |  |  | X | [8 empty] | X |  |  |  |  | X | [6 empty] | X | [46 empty] | X | [6 empty] | X |  |  |  | X
3 | 01 | 01 | 01 | 09 | 02 |  |  |  | 3.01.01.01.09.02 | Gate Valves | 6 | 3010101090200000 | pcs |  | Pr_65_54_24 | VAL-02ZZZZ | DR | VAL | GAT | 2550 | [11 empty] | X |  |  | X | X |  | X | X |  | X |  |  | X | [8 empty] | X |  |  |  |  | X | [6 empty] | X | [46 empty] | X | [6 empty] | X |  |  |  | X
3 | 01 | 01 | 01 | 09 | 03 |  |  |  | 3.01.01.01.09.03 | Butterfly Valves | 6 | 3010101090300000 | pcs |  | Pr_65_54_24_08 | VAL-03ZZZZ | DR | VAL | BUT | 2550 | [23 empty] | X | [8 empty] | X |  |  |  |  | X | [6 empty] | X | [46 empty] | X | [6 empty] | X |  |  |  | X
Level 1: 3; Level 2: 01; Level 3: 01; Level 4: 01; Level 5: 10 | 3.01.01.01.10 | Drainage Water Tank | 5 | 3010101100000000 | pcs |  | Pr_60_50_96 | TNK-01ZZZZ | DR | TNK | WAT | 654 | [11 empty] | X | X |  | X | X | X |  |  |  | X |  |  | X | [7 empty] | X | X |  |  |  |  | X | [6 empty] | X | [46 empty] | X | [6 empty] | X |  |  |  | X
Level 1: 3; Level 2: 01; Level 3: 01; Level 4: 01; Level 5: 11 | 3.01.01.01.11 | Drainage Channels | 5 | 3010101110000000 | m |  | Pr_65_52_24 | CNL-01ZZZZ | DR | CNL | PCC | 631 | [11 empty] | X | X |  | X | X | X |  |  |  | X |  |  | X | [7 empty] | X | X |  |  |  |  | X | [6 empty] | X | [46 empty] | X | [6 empty] | X |  |  |  | X
Level 1: 3; Level 2: 01; Level 3: 01; Level 4: 01; Level 5: 12 | 3.01.01.01.12 | Drainage Gratings | 5 | 3010101120000000 | m |  | Pr_25_30_30 | GRA-01ZZZZ | DR | GRA | 000 | [24 empty] | X | [8 empty] | X |  |  |  |  | X | [6 empty] | X | [46 empty] | X | [6 empty] | X |  |  |  | X
Level 1: 3; Level 2: 01; Level 3: 01; Level 4: 01; Level 5: 13 | 3.01.01.01.13 | Drainage Chamber | 5 | 3010101130000000 | pcs |  | Pr_65_52_01 | WDR-03ZZZZ | DR | WDR | CHM | 2031 | [23 empty] | X | [8 empty] | X |  |  |  |  | X | [6 empty] | X | [46 empty] | X | [6 empty] | X |  |  |  | X
Level 1: 3; Level 2: 01; Level 3: 01; Level 4: 01; Level 5: 14 | 3.01.01.01.14 | Drainage Sand Trap | 5 | 3010101140000000 | pcs |  | Pr_65_52_01 | TRP-01ZZZZ | DR | TRP | SND | 621 | [23 empty] | X | [8 empty] | X |  |  |  |  | X | [6 empty] | X | [46 empty] | X
Level 1: 3; Level 2: 01; Level 3: 01; Level 4: 02 | 3.01.01.02 | Drainage Baisin | 4 | 3010102000000000 | m³ |  | Ss_50_70_85_21 | BAI-01ZZZZ | DR | BAI | 000 | [12 empty] | X | [11 empty] | X | [8 empty] | X |  |  |  |  | X | [6 empty] | X | [46 empty] | X
Level 1: 3; Level 2: 01; Level 3: 01; Level 4: 03 | 3.01.01.03 | Drainage equipment | 4 | 3010103000000000 | pcs |  | Pr_70_55_76_62 | PMP-00ZZZZ | DR | PMP | 000 | 2540 | [23 empty] | X | [8 empty] | X |  |  |  |  | X | [6 empty] | X | [46 empty] | X
Level 1: 3; Level 2: 01; Level 3: 01; Level 4: 03; Level 5: 01 | 3.01.01.03.01 | Drainage Leakage detection sensors | 5 | 3010103010000000 | pcs |  | Pr_75_50_76 | LDS-01ZZZZ | DR | LDS | 000 | 2580? | [23 empty] | X | [8 empty] | X |  |  |  |  | X | [6 empty] | X | [46 empty] | X
Level 1: 3; Level 2: 01; Level 3: 01; Level 4: 03; Level 5: 02 | 3.01.01.03.02 | Sand-Mud/Oil separator | 5 | 3010103020000000 | pcs |  | Pr_65_55_76 | SEP-01ZZZZ | DR | SEP | 000 | 650 | [23 empty] | X | [8 empty] | X |  |  |  |  | X | [6 empty] | X | [46 empty] | X
Level 1: 3; Level 2: 01; Level 3: 01; Level 4: 03; Level 5: 03 | 3.01.01.03.03 | Oil and Water separator | 5 | 3010103030000000 | pcs |  | Pr_65_55_76 | SEP-02ZZZZ | DR | SEP | 000 | 650 | [23 empty] | X | [8 empty] | X |  |  |  |  | X | [6 empty] | X | [46 empty] | X
Level 1: 3; Level 2: 01; Level 3: 01; Level 4: 03; Level 5: 04 | 3.01.01.03.04 | Drainage Pumps | 5 | 3010103040000000 | pcs |  | Pr_70_55_76_62 | PMP-01ZZZZ | DR | PMP | 000 | 2540? | [23 empty] | X | [8 empty] | X |  |  |  |  | X | [6 empty] | X | [46 empty] | X
Level 1: 3; Level 2: 01; Level 3: 01; Level 4: 03; Level 5: 05 | 3.01.01.03.05 | Drainage Flow Regulator | 5 | 3010103050000000 | pcs |  | Pr_40_70_96_31 | REG-01ZZZZ | DR | REG | FLW | 651 | [23 empty] | X | [8 empty] | X |  |  |  |  | X | [6 empty] | X | [46 empty] | X
Level 1: 3; Level 2: 01; Level 3: 01; Level 4: 03; Level 5: 06 | 3.01.01.03.06 | Filter around drainage pipe | 5 | 3010103060000000 | pcs |  | Ss_50_70_85_31 | FTR-01ZZZZ | DR | FTR | DRP | 4019? | [11 empty] | X | [11 empty] | X | X |  |  | X | X | X | X | X | X |  |  |  |  | X | [6 empty] | X | [46 empty] | X | [6 empty] | X |  |  |  | X
Level 1: 3; Level 2: 01; Level 3: 01; Level 4: 03; Level 5: 07 | 3.01.01.03.07 | Geotextile | 5 | 3010103070000000 | m² |  | Pr_15_57_35 | GEX-01ZZZZ | DR | GEX | 000 | 656 | [9 empty] | X |  | X | X | X | X | X | X | X | X |  | X |  |  | X | [67 empty] | X | [6 empty] | X |  |  |  | X
Level 1: 3; Level 2: 01; Level 3: 01; Level 4: 04 | 3.01.01.04 | Railway Stucture Drainage | 4 | 3010104000000000 |  |  | Pr_65_52 | SSW-00ZZZZ | DR | SSW | PIP | 1110 | [9 empty] | X |  | X | X | X | X | X | X | X | X |  | X |  |  | X | [67 empty] | X | [6 empty] | X |  |  |  | X
Level 1: 3; Level 2: 01; Level 3: 01; Level 4: 04; Level 5: 01 | 3.01.01.04.01 | Scupper/Gutter inlet | 5 | 3010104010000000 | pcs |  | Pr_65_52_25_62 | SCP-01ZZZZ | DR | SCP | 000 | 622 | [9 empty] | X |  | X | X | X | X | X | X | X | X |  | X |  |  | X | [67 empty] | X | [6 empty] | X |  |  |  | X
Level 1: 3; Level 2: 01; Level 3: 01; Level 4: 04; Level 5: 02 | 3.01.01.04.02 | Drainage Piping | 5 | 3010104020000000 | m |  | Pr_65_52_03 | SSW-01ZZZZ | DR | SSW | PIP | 1110 | [9 empty] | X |  | X | X | X | X | X | X | X | X |  | X |  |  | X | [67 empty] | X | [6 empty] | X |  |  |  | X
Level 1: 3; Level 2: 01; Level 3: 01; Level 4: 04; Level 5: 03 | 3.01.01.04.03 | Draining Fittings / Elbows / Tees | 5 | 3010104030000000 | pcs |  | Pr_65_52_03 | PFT-05ZZZZ | DR | PFT | 000 | 1110 |  | X | X | X | X | X |  | X |  | X |  | X | X | X | X | X | X | X | X |  | X |  |  | X | X |  |  | X | X | X | X | X | X | [47 empty] | X | X | X | X | X | X |  | X |  |  |  | X | X | [5 empty] | X |  |  |  | X
Level 1: 3; Level 2: 01; Level 3: 02 | 3.01.02 | Earthworks | 3 | 3010200000000000 | [15 empty] | X |  | X |  | X | X | X | X | X | X | X | X |  | X |  |  | X | X |  |  | X | X | X | X | [60 empty] | X | [6 empty] | X |  |  |  | X
Level 1: 3; Level 2: 01; Level 3: 02; Level 4: 01 | 3.01.02.01 | Embankmets | 4 | 3010201000000000 | m³ |  | Pr_15_31_26 | FLL-00ZZZZ | According to element discipline code | FLL | 000 | 1010 | [7 empty] | X | [15 empty] | X | [67 empty] | X | [6 empty] | X |  |  |  | X
Level 1: 3; Level 2: 01; Level 3: 02; Level 4: 01; Level 5: 01 | 3.01.02.01.01 | Embankment in regular conditions | 5 | 3010201010000000 | m³ |  | Pr_15_31_26 | FLL-01ZZZZ | According to element discipline code | FLL | RGL | ??? | [7 empty] | X | [15 empty] | X | [67 empty] | X | [6 empty] | X |  |  |  | X
Level 1: 3; Level 2: 01; Level 3: 02; Level 4: 01; Level 5: 02 | 3.01.02.01.02 | Embankment in damp areas | 5 | 3010201020000000 | m³ |  | Pr_15_31_26 | FLL-02ZZZZ | According to element discipline code | FLL | DMA | ??? | [7 empty] | X | [15 empty] | X | [67 empty] | X | [6 empty] | X |  |  |  | X
Level 1: 3; Level 2: 01; Level 3: 02; Level 4: 01; Level 5: 03 | 3.01.02.01.03 | Embankment in flood areas | 5 | 3010201030000000 | m³ |  | Pr_15_31_26 | FLL-03ZZZZ | According to element discipline code | FLL | FLA | ??? | [7 empty] | X | [15 empty] | X | [67 empty] | X | [6 empty] | X |  |  |  | X
Level 1: 3; Level 2: 01; Level 3: 02; Level 4: 01; Level 5: 04 | 3.01.02.01.04 | Embankment in underwater areas | 5 | 3010201040000000 | m³ |  | Pr_15_31_26 | FLL-04ZZZZ | According to element discipline code | FLL | UWA | ??? | [7 empty] | X |  | X |  | X | X | X | X | X | X | X | X |  | X |  |  | X | X |  |  | X | X | X | X | [6 empty] | ? | ? | ? | ? | ? | ? |  | ? | ? | ? | ? | ? | ? | ? | ? | ? | X | [5 empty] | X | X |  | X | X | X | X | X |  |  |  |  | X | X | X | [17 empty] | X | [6 empty] | X |  |  |  | X
Level 1: 3; Level 2: 01; Level 3: 02; Level 4: 01; Level 5: 05 | 3.01.02.01.05 | Technical block from granular material | 5 | 3010201050000000 | m³ |  | Pr_15_31_26_33 | TBG-01ZZZZ | According to element discipline code | TBG | 000 | ??? | [7 empty] | X |  | X |  | X | X | X | X | X | X | X | X |  | X |  |  | X | X |  |  | X | X | X | X | [6 empty] | ? | ? | ? | ? | ? | ? |  | ? | ? | ? | ? | ? | ? | ? | ? | ? | X | [5 empty] | X | X |  | X | X | X | X | X |  |  |  |  | X | X | X | [17 empty] | X | [6 empty] | X |  |  |  | X
Level 1: 3; Level 2: 01; Level 3: 02; Level 4: 01; Level 5: 06 | 3.01.02.01.06 | Technical block from granular material treated with cement | 5 | 3010201060000000 | m³ |  | Pr_15_31_26_33 | TBG-02ZZZZ | According to element discipline code | TBG | TRT | ??? |  | X | X | X | X | X |  | X |  | X |  | X | X | X | X | X | X | X | X |  | X |  |  | X | X |  |  | X | X | X | X |  | X |  |  |  |  | X | X | X | X | X | X |  | X | X | X | X | X | X | X | X | X | X | X | X | X | X | X | X | X | X | X | X | X | X | X |  |  |  |  | X | X | X | [6 empty] | X | X | X | X | X | X |  | X |  |  |  | X | X | [5 empty] | X |  |  |  | X
Level 1: 3; Level 2: 01; Level 3: 02; Level 4: 02 | 3.01.02.02 | Excavation | 4 | 3010202000000000 | m³ |  | Pr_15_31_26 | EXC-00ZZZZ | According to element discipline code | EXC | 000 |  |  | X | X | X | X | X |  | X |  | X |  | X | X | X | X | X | X | X | X |  | X |  |  | X | X |  |  | X | X | X | X |  | X |  |  |  |  | X | X | X | X | X | X |  | X | X | X | X | X | X | X | X | X | X | X | X | X | X | X | X | X | X | X | X | X | X | X |  |  |  |  | X | X | X | [6 empty] | X | X | X | X | X | X |  | X |  |  |  | X | X | [5 empty] | X |  |  |  | X
Level 1: 3; Level 2: 01; Level 3: 02; Level 4: 02; Level 5: 01 | 3.01.02.02.01 | Removal of topsoil | 5 | 3010202010000000 | m³ |  | Pr_15_31_26_90 | EXC-01ZZZZ | According to element discipline code | EXC | TPS | ??? |  | X | X | X | X | X |  | X |  | X |  | X | X | X | X | X | X | X | X |  | X |  |  | X | X |  |  | X | X | X | X |  | X |  |  |  |  | X | X | X | X | X | X |  | X | X | X | X | X | X | X | X | X | X | X | X | X | X | X | X | X | X | X | X | X | X | X |  |  |  |  | X | X | X | [6 empty] | X | X | X | X | X | X |  | X |  |  |  | X | X | [5 empty] | X |  |  |  | X
Level 1: 3; Level 2: 01; Level 3: 02; Level 4: 02; Level 5: 02 | 3.01.02.02.02 | Excavation in soil | 5 | 3010202020000000 | m³ |  | Pr_15_31_26_26 | EXC-02ZZZZ | According to element discipline code | EXC | SOI | ??? |  | X | X | X | X | X |  | X |  | X |  | X | X | X | X | X | X | X | X |  | X |  |  | X | X |  |  | X | X | X | X |  | X |  |  |  |  | X | X | X | X | X | X |  | X | X | X | X | X | X | X | X | X | X | X | X | X | X | X | X | X | X | X | X | X | X | X |  |  |  |  | X | X | X | [6 empty] | X | X | X | X | X | X |  | X |  |  |  | X | X | [5 empty] | X |  |  |  | X
Level 1: 3; Level 2: 01; Level 3: 02; Level 4: 02; Level 5: 03 | 3.01.02.02.03 | Excavation in rock | 5 | 3010202030000000 | m³ |  | Pr_15_31_26_36 | EXC-03ZZZZ | According to element discipline code | EXC | RCK | ??? |  | X | X | X | X | X |  | X |  | X |  | X | X | X | X | X | X | X | X |  | X |  |  | X | X |  |  | X | X | X | X |  | X | [20 empty] | X | X | X | X | X | X | X | X | X | X | X | X | X | X | [24 empty] | X | [6 empty] | X |  |  |  | X
Level 1: 3; Level 2: 01; Level 3: 02; Level 4: 03 | 3.01.02.03 | Soil improvement | 4 | 3010203000000000 |  |  | Ss_15_10_35 | STM-01ZZZZ | According to element discipline code | STM | 000 |  |  | X | X | X | X | X |  | X |  | X |  | X | X | X | X | X | X | X | X |  | X |  |  | X | X |  |  | X | X | X | X |  | X | [20 empty] | X | X | X | X | X | X | X | X | X | X | X | X | X | X | [24 empty] | X | [6 empty] | X |  |  |  | X
Level 1: 3; Level 2: 01; Level 3: 02; Level 4: 03; Level 5: 01 | 3.01.02.03.01 | Soil replacement | 5 | 3010203010000000 | m³ |  | Pr_15_31_26 | FLL-05ZZZZ | According to element discipline code | FLL | SOI | ??? |  | X | X | X | X | X |  | X |  | X |  | X | X | X | X | X | X | X | X |  | X |  |  | X | X |  |  | X | X | X | X |  | X | [20 empty] | X | X | X | X | X | X | X | X | X | X | X | X | X | X | [24 empty] | X | [6 empty] | X |  |  |  | X
Level 1: 3; Level 2: 01; Level 3: 02; Level 4: 03; Level 5: 02 | 3.01.02.03.02 | Geogrid | 5 | 3010203020000000 | m² |  | Pr_15_57_33_36 | GEO-01ZZZZ | According to element discipline code | GEO | GRD | ??? |  | X | X | X | X | X |  | X |  | X |  | X | X | X | X | X | X | X | X |  | X |  |  | X | X |  |  | X | X | X | X |  | X | [20 empty] | X | X | X | X | X | X | X | X | X | X | X | X | X | X | [24 empty] | X | [6 empty] | X |  |  |  | X
Level 1: 3; Level 2: 01; Level 3: 02; Level 4: 03; Level 5: 03 | 3.01.02.03.03 | Rigid inclusions | 5 | 3010203030000000 | m³ |  | Ss_15_10_35 | INJ-01ZZZZ | According to element discipline code | INJ | 000 | ??? |  | X | X | X | X | X |  | X |  | X |  | X | X | X | X | X | X | X | X |  | X |  |  | X | X |  |  | X | X | X | X |  | X | [58 empty] | X | [6 empty] | X |  |  |  | X
Level 1: 3; Level 2: 01; Level 3: 02; Level 4: 03; Level 5: 04 | 3.01.02.03.04 | Wick drains | 5 | 3010203040000000 | m |  | Ss_50_70_05_82 | WCK-01ZZZZ | According to element discipline code | WCK | 000 | ??? |  | X | X | X | X | X |  | X |  | X |  | X | X | X | X | X | X | X | X |  | X |  |  | X | X |  |  | X | X | X | X |  | X | [58 empty] | X | [6 empty] | X |  |  |  | X
Level 1: 3; Level 2: 01; Level 3: 02; Level 4: 03; Level 5: 05 | 3.01.02.03.05 | Preload | 5 | 3010203050000000 | m³ |  | Pr_15_31_26 | PRL-01ZZZZ | According to element discipline code | PRL | 000 | ??? | [23 empty] | X | [67 empty] | X | [6 empty] | X |  |  |  | X
Level 1: 3; Level 2: 01; Level 3: 02; Level 4: 04 | 3.01.02.04 | Track substructure | 4 | 3010204000000000 | m³ |  | Pr_20_31_04_06 | FLL-10ZZZZ | TR | FLL | 000 | [24 empty] | X | [67 empty] | X | [6 empty] | X |  |  |  | X
Level 1: 3; Level 2: 01; Level 3: 02; Level 4: 04; Level 5: 01 | 3.01.02.04.01 | Sub-ballast | 5 | 3010204010000000 | m³ |  | Pr_20_31_04_06 | FLL-11ZZZZ | TR | FLL | SBL | 121 | [23 empty] | X | [67 empty] | X | [6 empty] | X |  |  |  | X
Level 1: 3; Level 2: 01; Level 3: 02; Level 4: 04; Level 5: 02 | 3.01.02.04.02 | Prepared subgrade | 5 | 3010204020000000 | m³ |  | Pr_20_31_04_06 | FLL-12ZZZZ | TR | FLL | SBG | 122 | [23 empty] | X | [67 empty] | X | [6 empty] | X |  |  |  | X
Level 1: 3; Level 2: 01; Level 3: 02; Level 4: 04; Level 5: 03 | 3.01.02.04.03 | Prepared subgrade treated with cement | 5 | 3010204030000000 | m³ |  | Pr_20_31_04_06 | FLL-13ZZZZ | TR | FLL | SBC | 122 | [23 empty] | X | [67 empty] | X | [6 empty] | X |  |  |  | X
Level 1: 3; Level 2: 01; Level 3: 02; Level 4: 04; Level 5: 04 | 3.01.02.04.04 | Frost protection layer | 5 | 3010204040000000 | m³ |  | Pr_20_31_04_06 | FLL-14ZZZZ | TR | FLL | FPR | 123 |  | X | X | X | X | X |  | X |  | X |  | X | X | X | X | X | X | X | X |  | X |  |  | X | X |  |  | X | X | X | X | X | X |  |  |  |  | X | X | X | X | X | X |  | X | X | X | X | X | X | X | X | X | X | X | X | X | X | X | X | X | X | X | X | X | X | X |  |  |  |  | X | X | X | [6 empty] | X | X | X | X | X | X |  | X |  |  |  | X | X | [5 empty] | X |  |  |  | X
Level 1: 3; Level 2: 01; Level 3: 02; Level 4: 05 | 3.01.02.05 | Local filling | 4 | 3010205000000000 | m³ |  | Pr_15_31_26 | FLL-20ZZZZ | According to element discipline code | FLL | 000 |  |  | X | X | X | X | X |  | X |  | X |  | X | X | X | X | X | X | X | X |  | X |  |  | X | X |  |  | X | X | X | X | X | X |  |  |  |  | X | X | X | X | X | X |  | X | X | X | X | X | X | X | X | X | X | X | X | X | X | X | X | X | X | X | X | X | X | X |  |  |  |  | X | X | X | [6 empty] | X | X | X | X | X | X |  | X |  |  |  | X | X | [5 empty] | X |  |  |  | X
Level 1: 3; Level 2: 01; Level 3: 02; Level 4: 05; Level 5: 01 | 3.01.02.05.01 | Topsoil | 5 | 3010205010000000 | m³ |  | Pr_15_31_26_90 | FLL-21ZZZZ | According to element discipline code | FLL | LOC | ??? |  | X | X | X | X | X |  | X |  | X |  | X | X | X | X | X | X | X | X |  | X |  |  | X | X |  |  | X | X | X | X | X | X |  |  |  |  | X | X | X | X | X | X |  | X | X | X | X | X | X | X | X | X | X | X | X | X | X | X | X | X | X | X | X | X | X | X |  |  |  |  | X | X | X | [6 empty] | X | X | X | X | X | X |  | X |  |  |  | X | X | [5 empty] | X |  |  |  | X
Level 1: 3; Level 2: 01; Level 3: 02; Level 4: 05; Level 5: 02 | 3.01.02.05.02 | Graded granular fill materials | 5 | 3010205020000000 | m³ |  | Pr_15_31_26_33 | FLL-22ZZZZ | According to element discipline code | FLL | GGF | ??? |  | X | X | X | X | X |  | X |  | X |  | X | X | X | X | X | X | X | X |  | X |  |  | X | X |  |  | X | X | X | X | X | X |  |  |  |  | X | X | X | X | X | X |  | X | X | X | X | X | X | X | X | X | X | X | X | X | X | X | X | X | X | X | X | X | X | X |  |  |  |  | X | X | X | [6 empty] | X | X | X | X | X | X |  | X |  |  |  | X | X | [5 empty] | X |  |  |  | X
Level 1: 3; Level 2: 01; Level 3: 02; Level 4: 05; Level 5: 03 | 3.01.02.05.03 | Structural fill | 5 | 3010205030000000 | m³ |  | Pr_15_31_26_34 | FLL-23ZZZZ | According to element discipline code | FLL | STF | ??? |  | X | X | X | X | X |  | X |  | X |  | X | X | X | X | X | X | X | X |  | X |  |  | X | X |  |  | X | X | X | X | X | X |  |  |  |  | X | X | X | X | X | X |  | X | X | X | X | X | X | X | X | X | X | X | X | X | X | X | X | X | X | X | X | X | X | X |  |  |  |  | X | X | X | [6 empty] | X | X | X | X | X | X |  | X |  |  |  | X | X | [5 empty] | X |  |  |  | X
Level 1: 3; Level 2: 01; Level 3: 02; Level 4: 05; Level 5: 04 | 3.01.02.05.04 | Non-structural fill | 5 | 3010205040000000 | m³ |  | Pr_15_31_26_34 | FLL-24ZZZZ | According to element discipline code | FLL | NSF | ??? |  | X | X | X | X | X |  | X |  | X |  | X | X | X | X | X | X | X | X |  | X |  |  | X | X |  |  | X | X | X | X | X | X |  |  |  |  | X | X | X | X | X | X |  | X | X | X | X | X | X | X | X | X | [18 empty] | ? | ? | ? | [6 empty] | X | X | X | X | X | X |  | X |  |  |  | X | ? | [5 empty] | X |  |  |  | X
Level 1: 3; Level 2: 01; Level 3: 02; Level 4: 05; Level 5: 05 | 3.01.02.05.05 | Clay liner | 5 | 3010205050000000 | m³ |  | Pr_15_57_27_39 | CLY-01ZZZZ | According to element discipline code | CLY | 000 | ??? |  | X | X | X | X | X |  | X |  | X |  | X | X | X | X | X | X | X | X |  | X |  |  | X | X |  |  | X | X | X | X | X | X | [58 empty] | X | [6 empty] | X |  |  |  | X
Level 1: 3; Level 2: 01; Level 3: 02; Level 4: 06 | 3.01.02.06 | Slope protection | 4 | 3010206000000000 |  |  | Pr_25_93_60 | SPR-00ZZZZ | According to element discipline code | SPR | 000 |  |  | X | X | X | X | X |  | X |  | X |  | X | X | X | X | X | X | X | X |  | X |  |  | X | X |  |  | X | X | X | X | X | X | [58 empty] | X | [6 empty] | X |  |  |  | X
Level 1: 3; Level 2: 01; Level 3: 02; Level 4: 06; Level 5: 01 | 3.01.02.06.01 | Rip-rap | 5 | 3010206010000000 | m³ |  | Pr_25_93_60 | PAV-01ZZZZ | According to element discipline code | PAV | STN | ??? |  | X | X | X | X | X |  | X |  | X |  | X | X | X | X | X | X | X | X |  | X |  |  | X | X |  |  | X | X | X | X | X | X | [58 empty] | X | [6 empty] | X |  |  |  | X
Level 1: 3; Level 2: 01; Level 3: 02; Level 4: 06; Level 5: 02 | 3.01.02.06.02 | Concrete block pitching | 5 | 3010206020000000 | m² |  | Pr_25_93_60_17 | PAV-02ZZZZ | According to element discipline code | PAV | CON | ??? |  | X | X | X | X | X |  | X |  | X |  | X | X | X | X | X | X | X | X |  | X |  |  | X | X |  |  | X | X | X | X | X | X | [20 empty] | X | X | X | X | X | X | X | X | X | X | X | X | X | X | [24 empty] | X | [6 empty] | X |  |  |  | X
Level 1: 3; Level 2: 01; Level 3: 02; Level 4: 06; Level 5: 03 | 3.01.02.06.03 | Slope protection layer | 5 | 3010206030000000 | m² |  | Pr_15_31_26 | SPL-01ZZZZ | According to element discipline code | SPL | 000 | ??? |  | X | X | X | X | X |  | X |  | X |  | X | X | X | X | X | X | X | X |  | X |  |  | X | X |  |  | X | X | X | X | X | X | [20 empty] | X | X | X | X | X | X | X | X | X | X | X | X | X | X | [24 empty] | X | [6 empty] | X |  |  |  | X
Level 1: 3; Level 2: 01; Level 3: 02; Level 4: 06; Level 5: 04 | 3.01.02.06.04 | Soil nailing wall | 5 | 3010206040000000 | m² |  | Ss_15_10_80_80 | SOI-01ZZZZ | According to element discipline code | SOI | NLG | ??? |  | X | X | X | X | X |  | X |  | X |  | X | X | X | X | X | X | X | X |  | X |  |  | X | X |  |  | X | X | X | X | X | X | [20 empty] | X | X | X | X | X | X | X | X | X | X | X | X | X | X | [24 empty] | X | [6 empty] | X |  |  |  | X
Level 1: 3; Level 2: 01; Level 3: 02; Level 4: 06; Level 5: 05 | 3.01.02.06.05 | Gabion wall | 5 | 3010206050000000 | m³ |  | Ss_20_60_35_10 | GAB-01ZZZZ | According to element discipline code | GAB | WLL | ??? |  | X | X | X | X | X |  | X |  | X |  | X | X | X | X | X | X | X | X |  | X |  |  | X | X |  |  | X | X | X | X | X | X | [20 empty] | X | X | X | X | X | X | X | X | X | X | X | X | X | X | [24 empty] | X | [6 empty] | X |  |  |  | X
Level 1: 3; Level 2: 01; Level 3: 02; Level 4: 06; Level 5: 06 | 3.01.02.06.06 | Geotextiles | 5 | 3010206060000000 | m² |  | Pr_15_57_35 | GEX-02ZZZZ | According to element discipline code | GEX | 000 | ??? |  | X | X | X | X | X |  | X |  | X |  | X | X | X | X | X | X | X | X |  | X |  |  | X | X |  |  | X | X | X | X | X | X | [20 empty] | X | X | X | X | X | X | X | X | X | X | X | X | X | X | [24 empty] | X | [6 empty] | X |  |  |  | X
Level 1: 3; Level 2: 01; Level 3: 02; Level 4: 06; Level 5: 07 | 3.01.02.06.07 | Geomats | 5 | 3010206070000000 | m² |  | Pr_15_57_33_37 | GEO-02ZZZZ | According to element discipline code | GEO | MAT | ??? |  | X | X | X | X | [18 empty] | X | [56 empty] | X | X | X | X | X | X |  | X
Level 1: 3; Level 2: 01; Level 3: 03 | 3.01.03 | Buildings (In JAMA - Local facilities) | 3 | 3010300000000000 | [9 empty] | X | X | X | X | [18 empty] | X | [56 empty] | X | X | X | X | X | X |  | X
Level 1: 3; Level 2: 01; Level 3: 03; Level 4: 01 | 3.01.03.01 | Building Core and Shell Elements | 4 | 3010301000000000 | [9 empty] | X | X | X | X | [18 empty] | X | [56 empty] | X | X | X | X | X | X |  | X
Level 1: 3; Level 2: 01; Level 3: 03; Level 4: 01; Level 5: 01 | 3.01.03.01.01 | Foundations | 5 | 3010301010000000 | [9 empty] | X | X | X | X | [18 empty] | X | [56 empty] | X | X | X | X | X | X |  | X
3 | 01 | 03 | 01 | 01 | 01 |  |  |  | 3.01.03.01.01.01 | Sheet Piling | 6 | 3010301010100000 | m | Ss_20_60_30_85 | Ss_20_60_30_85 | SHP-00ZZZZ | STR | SHP | 000 | N/A |  | X | X | X | X | [18 empty] | X | [56 empty] | X | X | X | X | X | X |  | X
3 | 01 | 03 | 01 | 01 | 01 | 01 |  |  | 3.01.03.01.01.01.01 | Sheet Pilies | 7 | 3010301010101000 | m | Ss_20_60_30_85 | Pr_20_85_62_14 | SHP-01ZZZZ | STR | SHP | STP | N/A |  | X | X | X | X | [18 empty] | X | [56 empty] | X | X | X | X | X | X |  | X
3 | 01 | 03 | 01 | 01 | 01 | 02 |  |  | 3.01.03.01.01.01.02 | Struts | 7 | 3010301010102000 | pcs | Ss_20_60_30_85 | Pr_20_85_86 | STU-01ZZZZ | STR | STU | 000 | N/A |  | X | X | X | X | [18 empty] | X | [56 empty] | X | X | X | X | X | X |  | X
3 | 01 | 03 | 01 | 01 | 01 | 03 |  |  | 3.01.03.01.01.01.03 | Walers | 7 | 3010301010103000 | m | Ss_20_60_30_85 | Pr_20_85_62_96 | WLR-01ZZZZ | STR | WLR | 000 | N/A |  | X | X | X | X | [18 empty] | X | [56 empty] | X | X | X | X | X | X |  | X
3 | 01 | 03 | 01 | 01 | 01 | 04 |  |  | 3.01.03.01.01.01.04 | Bracing | 7 | 3010301010104000 | pcs | Ss_20_60_30_85 | Pr_20_85_84_88 | BRC-01ZZZZ | STR | BRC | 000 | N/A |  | X | X | X | X | [18 empty] | X | [29 empty] | X | X | X | X | X | X | X | X | X | X | X | X | X | X | [13 empty] | X | X | X | X | X | X |  | X
3 | 01 | 03 | 01 | 01 | 01 | 05 |  |  | 3.01.03.01.01.01.05 | Backfill | 7 | 3010301010105000 | m³ |  | Pr_15_31_26_34 | FLL-06ZZZZ | STR | FLL | 000 | N/A |  | X | X | X | X | [18 empty] | X | [56 empty] | X | X | X | X | X | X |  | X
3 | 01 | 03 | 01 | 01 | 02 |  |  |  | 3.01.03.01.01.02 | Piles | 6 | 3010301010200000 | m³ | Ss_20_05_65 | Ss_20_05_65 | SPC-00ZZZZ | STR | SPC | 000 | N/A |  | X | X | X | X | [18 empty] | X | [56 empty] | X | X | X | X | X | X |  | X
3 | 01 | 03 | 01 | 01 | 02 | 01 |  |  | 3.01.03.01.01.02.01 | Piles | 7 | 3010301010201000 | m³ | Ss_20_05_65 | Pr_20_85_62_18 | SPC-01ZZZZ | STR | SPC | CON | N/A |  | X | X | X | X | [18 empty] | X | [56 empty] | X | X | X | X | X | X |  | X
3 | 01 | 03 | 01 | 01 | 02 | 02 |  |  | 3.01.03.01.01.02.02 | Pile Reinforcement | 7 | 3010301010202000 | kg | Ss_20_05_65 | Pr_20_96_71 | RMB-02ZZZZ | STR | RMB | 000 | N/A |  | X | X | X | X | [18 empty] | X | [56 empty] | X | X | X | X | X | X |  | X
3 | 01 | 03 | 01 | 01 | 02 | 03 |  |  | 3.01.03.01.01.02.03 | Embeds | 7 | 3010301010203000 | pcs | Ss_20_05_66 | Pr_20_29_03 | CD-02ZZZZ | STR | CD | 000 | N/A |  | X | X | X | X | [18 empty] | X | [56 empty] | X | X | X | X | X | X |  | X
3 | 01 | 03 | 01 | 01 | 03 |  |  |  | 3.01.03.01.01.03 | Bases | 6 | 3010301010300000 | m³ |  | Ss_15_30_17 | LVC-02ZZZZ | STR | LVC | 000 | N/A |  | X | X | X | X | [18 empty] | X | [56 empty] | X | X | X | X | X | X |  | X
3 | 01 | 03 | 01 | 01 | 04 |  |  |  | 3.01.03.01.01.04 | Foundation Slab | 6 | 3010301010400000 | m³ | Ss_20_05_15 | Ss_20_05_15 | SGS-00ZZZZ | STR | SGS | 000 | N/A |  | X | X | X | X | [18 empty] | X | [56 empty] | X | X | X | X | X | X |  | X
3 | 01 | 03 | 01 | 01 | 04 | 01 |  |  | 3.01.03.01.01.04.01 | Foundation Slab | 7 | 3010301010401000 | m³ | Ss_20_05_15 | Pr_20_85_13 | SGS-01ZZZZ | STR | SGS | 000 | N/A |  | X | X | X | X | [18 empty] | X | [56 empty] | X | X | X | X | X | X |  | X
3 | 01 | 03 | 01 | 01 | 04 | 02 |  |  | 3.01.03.01.01.04.02 | Foundation Slab Reinforcement | 7 | 3010301010402000 | kg | Ss_20_05_15 | Pr_20_96_71 | RMB-03ZZZZ | STR | RMB | 000 | N/A |  | X | X | X | X | [18 empty] | X | [56 empty] | X | X | X | X | X | X |  | X
3 | 01 | 03 | 01 | 01 | 04 | 03 |  |  | 3.01.03.01.01.04.03 | Embeds | 7 | 3010301010403000 | pcs | Ss_20_05_15 | Pr_20_29_03 | CD-03ZZZZ | STR | CD | 000 | N/A |  | ? | ? | ? | ? | [18 empty] | X | [56 empty] | X | X | X | X | X | X |  | X
3 | 01 | 03 | 01 | 01 | 05 |  |  |  | 3.01.03.01.01.05 | Machine Foundation | 6 | 3010301010500000 | m³ | Ss_20_05_15 | Ss_20_05_15 | SMF-00ZZZZ | STR | SMF | 000 | N/A |  | ? | ? | ? | ? | [18 empty] | X | [56 empty] | X | X | X | X | X | X |  | X
3 | 01 | 03 | 01 | 01 | 05 | 01 |  |  | 3.01.03.01.01.05.01 | Machine Foundation Slab | 7 | 3010301010501000 | m³ | Ss_20_05_15 | Ss_20_05_15 | SMF-01ZZZZ | STR | SMF | 000 | N/A |  | ? | ? | ? | ? | [18 empty] | X | [56 empty] | X | X | X | X | X | X |  | X
3 | 01 | 03 | 01 | 01 | 05 | 02 |  |  | 3.01.03.01.01.05.02 | Machine Foundation Slab Reinforcement | 7 | 3010301010502000 | kg | Ss_20_05_15 | Pr_20_96_71 | RMB-04ZZZZ | STR | RMB | 000 | N/A |  | ? | ? | ? | ? | [18 empty] | X | [56 empty] | X | X | X | X | X | X |  | X
3 | 01 | 03 | 01 | 01 | 05 | 03 |  |  | 3.01.03.01.01.05.03 | Embeds | 7 | 3010301010503000 | pcs | Ss_20_05_15 | Pr_20_29_03 | CD-04ZZZZ | STR | CD | 000 | N/A |  | X | X | X | X | [18 empty] | X | [56 empty] | X | X | X | X | X | X |  | X
3 | 01 | 03 | 01 | 01 | 06 |  |  |  | 3.01.03.01.01.06 | Footings | 6 | 3010301010600000 | m³ | Ss_20_05_15 | Ss_20_05_15 | SPF-00ZZZZ | STR | SPF | 000 | N/A |  | X | X | X | X | [18 empty] | X | [56 empty] | X | X | X | X | X | X |  | X
3 | 01 | 03 | 01 | 01 | 06 | 01 |  |  | 3.01.03.01.01.06.01 | Footings | 7 | 3010301010601000 | m³ | Ss_20_05_15 | Pr_20_85_13_32 | SPF-01ZZZZ | STR | SPF | 000 | N/A |  | X | X | X | X | [18 empty] | X | [56 empty] | X | X | X | X | X | X |  | X
3 | 01 | 03 | 01 | 01 | 06 | 02 |  |  | 3.01.03.01.01.06.02 | Footing Reinforcement | 7 | 3010301010602000 | kg | Ss_20_05_15 | Pr_20_96_71 | RMB-05ZZZZ | STR | RMB | 000 | N/A |  | X | X | X | X | [18 empty] | X | [56 empty] | X | X | X | X | X | X |  | X
3 | 01 | 03 | 01 | 01 | 06 | 03 |  |  | 3.01.03.01.01.06.03 | Embeds | 7 | 3010301010603000 | pcs | Ss_20_05_15 | Pr_20_29_03 | CD-05ZZZZ | STR | CD | 000 | N/A |  | X | X | X | X | [18 empty] | X | [56 empty] | X | X | X | X | X | X |  | X
3 | 01 | 03 | 01 | 01 | 07 |  |  |  | 3.01.03.01.01.07 | Pile Caps | 6 | 3010301010700000 | m³ | Ss_20_05_15 | Ss_20_05_15 | SPC-10ZZZZ | STR | SPC | 000 | N/A |  | X | X | X | X | [18 empty] | X | [56 empty] | X | X | X | X | X | X |  | X
3 | 01 | 03 | 01 | 01 | 07 | 01 |  |  | 3.01.03.01.01.07.01 | Pile Caps | 7 | 3010301010701000 | m³ | Ss_20_05_15 | Pr_20_85_62 | SPC-11ZZZZ | STR | SPC | 000 | N/A |  | X | X | X | X | [18 empty] | X | [56 empty] | X | X | X | X | X | X |  | X
3 | 01 | 03 | 01 | 01 | 07 | 02 |  |  | 3.01.03.01.01.07.02 | Pile Cap Reinforcement | 7 | 3010301010702000 | kg | Ss_20_05_15 | Pr_20_96_71 | RMB-06ZZZZ | STR | RMB | 000 | N/A |  | X | X | X | X | [18 empty] | X | [56 empty] | X | X | X | X | X | X |  | X
3 | 01 | 03 | 01 | 01 | 07 | 03 |  |  | 3.01.03.01.01.07.03 | Embeds | 7 | 3010301010703000 | pcs | Ss_20_05_15 | Pr_20_29_03 | CD-06ZZZZ | STR | CD | 000 | N/A |  | X | X | X | X | [18 empty] | X | [56 empty] | X | X | X | X | X | X |  | X
Level 1: 3; Level 2: 01; Level 3: 03; Level 4: 01; Level 5: 02 | 3.01.03.01.02 | Walls | 5 | 3010301020000000 | [9 empty] | X | X | X | X | [18 empty] | X | [56 empty] | X | X | X | X | X | X |  | X
3 | 01 | 03 | 01 | 02 | 01 |  |  |  | 3.01.03.01.02.01 | Bearing Walls | 6 | 3010301020100000 | [9 empty] | X | X | X | X | [18 empty] | X | [56 empty] | X | X | X | X | X | X |  | X
3 | 01 | 03 | 01 | 02 | 01 | 01 |  |  | 3.01.03.01.02.01.01 | Concrete Walls | 7 | 3010301020101000 | m³ | Ss_25_10_32_65 | Ss_25_10_32_65 | W-00ZZZZ | STR | W | 000 | N/A |  | X | X | X | X | [18 empty] | X | [56 empty] | X | X | X | X | X | X |  | X
3 | 01 | 03 | 01 | 02 | 01 | 01 | 01 |  | 3.01.03.01.02.01.01.01 | Concrete Walls | 8 | 3010301020101010 | m³ | Ss_25_10_32_65 | Pr_20_93_85_14 | W-01ZZZZ | STR | W | 000 | N/A |  | X | X | X | X | [18 empty] | X | [56 empty] | X | X | X | X | X | X |  | X
3 | 01 | 03 | 01 | 02 | 01 | 01 | 02 |  | 3.01.03.01.02.01.01.02 | Concrete Wall Reinforcement | 8 | 3010301020101020 | kg | Ss_25_10_32_65 | Pr_20_96_71 | RMB-07ZZZZ | STR | RMB | 000 | N/A |  | X | X | X | X | [18 empty] | X | [56 empty] | X | X | X | X | X | X |  | X
3 | 01 | 03 | 01 | 02 | 01 | 01 | 03 |  | 3.01.03.01.02.01.01.03 | Concrete Wall Control / Vertical Joints | 8 | 3010301020101030 | m | Ss_25_10_32_65 | Pr_35_90_15 | EXP-02ZZZZ | STR | EXP | 000 | N/A |  | X | X | X | X | [18 empty] | X | [56 empty] | X | X | X | X | X | X |  | X
3 | 01 | 03 | 01 | 02 | 01 | 02 |  |  | 3.01.03.01.02.01.02 | Masonry Walls | 7 | 3010301020102000 | m² | Ss_25_13_50 | Ss_25_13_50 | SRW-00ZZZZ | STR | SRW | 000 | N/A |  | X | X | X | X | [18 empty] | X | [56 empty] | X | X | X | X | X | X |  | X
3 | 01 | 03 | 01 | 02 | 01 | 02 | 01 |  | 3.01.03.01.02.01.02.01 | Masonry Wall | 8 | 3010301020102010 | m² | Ss_25_13_50 | Pr_20_93_52 | SRW-01ZZZZ | STR | SRW | 000 | N/A |  | X | X | X | X | [18 empty] | X | [56 empty] | X | X | X | X | X | X |  | X
3 | 01 | 03 | 01 | 02 | 01 | 02 | 02 |  | 3.01.03.01.02.01.02.02 | Masonry Wall Reinforcement | 8 | 3010301020102020 | kg | Ss_25_13_50 | Pr_20_96_71 | RMB-08ZZZZ | STR | RMB | 000 | N/A |  | X | X | X | X | [18 empty] | X | [56 empty] | X | X | X | X | X | X |  | X
3 | 01 | 03 | 01 | 02 | 01 | 02 | 03 |  | 3.01.03.01.02.01.02.03 | Masonry Wall Control / Vertical Joints | 8 | 3010301020102030 | m | Ss_25_13_50 | Pr_35_90_50 | EXP-03ZZZZ | STR | EXP | 000 | N/A |  | X | X | X | X | [18 empty] | X | [56 empty] | X | X | X | X | X | X |  | X
3 | 01 | 03 | 01 | 02 | 01 | 02 | 04 |  | 3.01.03.01.02.01.02.04 | Masonry Wall Caps | 8 | 3010301020102040 | m³ | Ss_25_13_50 | Pr_25_93_50 | MWC-01ZZZZ | STR | MWC | 000 | N/A |  | X | X | X | X | [18 empty] | X | [56 empty] | X | X | X | X | X | X |  | X
3 | 01 | 03 | 01 | 02 | 01 | 03 |  |  | 3.01.03.01.02.01.03 | Composite Walls | 7 | 3010301020103000 | m² |  | Ss_25_12_15_15 | CWL-01ZZZZ | STR | CWL | 000 | N/A |  | X | X | X | X | [18 empty] | X | [56 empty] | X | X | X | X | X | X |  | X
3 | 01 | 03 | 01 | 02 | 01 | 04 |  |  | 3.01.03.01.02.01.04 | Frame Walls | 7 | 3010301020104000 | m² | Ss_25_10_32 | Ss_25_10_32 | SFW-00ZZZZ | STR | SFW | 000 | N/A |  | X | X | X | X | [18 empty] | X | [56 empty] | X | X | X | X | X | X |  | X
3 | 01 | 03 | 01 | 02 | 01 | 04 | 01 |  | 3.01.03.01.02.01.04.01 | Steel Frame | 8 | 3010301020104010 | kg | Ss_25_10_32 | Pr_20_85_32 | SFW-01ZZZZ | STR | SFW | SFP | N/A |  | X | X | X | X | [18 empty] | X | [56 empty] | X | X | X | X | X | X |  | X
3 | 01 | 03 | 01 | 02 | 01 | 04 | 02 |  | 3.01.03.01.02.01.04.02 | Wooden Frame | 8 | 3010301020104020 | m³ | Ss_25_10_32_90 | Pr_20_85_32_96 | WFW-01ZZZZ | STR | WFW | WFP | N/A |  | X | X | X | X | [18 empty] | X | [56 empty] | X | X | X | X | X | X |  | X
3 | 01 | 03 | 01 | 02 | 01 | 04 | 03 |  | 3.01.03.01.02.01.04.03 | Frame Cover | 8 | 3010301020104030 | m² | Ss_25_10_32 | Ss_25_45 | FWC-01ZZZZ | STR | FWC | 000 | N/A |  | X | X | X | X | X | [17 empty] | X | [56 empty] | X | X | X | X | X | X |  | X
3 | 01 | 03 | 01 | 02 | 02 |  |  |  | 3.01.03.01.02.02 | Non-Bearing Walls | 6 | 3010301020200000 | [9 empty] | X | X | X | X | [18 empty] | X | [56 empty] | X | X | X | X | X | X |  | X
3 | 01 | 03 | 01 | 02 | 02 | 01 |  |  | 3.01.03.01.02.02.01 | Concrete Walls | 7 | 3010301020201000 | m³ | Ss_25_10_32_65 | Ss_25_10_32_65 | W-10ZZZZ | STR | W | 000 | N/A |  | X | X | X | X | [18 empty] | X | [56 empty] | X | X | X | X | X | X |  | X
3 | 01 | 03 | 01 | 02 | 02 | 01 | 01 |  | 3.01.03.01.02.02.01.01 | Concrete Walls | 8 | 3010301020201010 | m³ | Ss_25_10_32_65 | Ss_25_10_32_65 | W-11ZZZZ | STR | W | 000 | N/A |  | X | X | X | X | [18 empty] | X | [56 empty] | X | X | X | X | X | X |  | X
3 | 01 | 03 | 01 | 02 | 02 | 01 | 02 |  | 3.01.03.01.02.02.01.02 | Concrete Wall Reinforcement | 8 | 3010301020201020 | kg | Ss_25_10_32_65 | Pr_20_96_71 | RMB-09ZZZZ | STR | RMB | 000 | N/A |  | X | X | X | X | [18 empty] | X | [56 empty] | X | X | X | X | X | X |  | X
3 | 01 | 03 | 01 | 02 | 02 | 01 | 03 |  | 3.01.03.01.02.02.01.03 | Concrete Wall Control / Vertical Joints | 8 | 3010301020201030 | m | Ss_25_10_32_65 | Pr_35_90_27 | EXP-04ZZZZ | STR | EXP | 000 | N/A |  | X | X | X | X | [18 empty] | X | [56 empty] | X | X | X | X | X | X |  | X
3 | 01 | 03 | 01 | 02 | 02 | 02 |  |  | 3.01.03.01.02.02.02 | Masonry Walls | 7 | 3010301020202000 | m² | Ss_25_13_50 | Ss_25_13_50 | SRW-10ZZZZ | STR | SBW | 000 | N/A |  | X | X | X | X | [18 empty] | X | [56 empty] | X | X | X | X | X | X |  | X
3 | 01 | 03 | 01 | 02 | 02 | 02 | 01 |  | 3.01.03.01.02.02.02.01 | Masonry Wall | 8 | 3010301020202010 | m² | Ss_25_13_50 | Pr_20_93_52 | SRW-11ZZZZ | STR | SBW | 000 | N/A |  | X | X | X | X | [18 empty] | X | [56 empty] | X | X | X | X | X | X |  | X
3 | 01 | 03 | 01 | 02 | 02 | 02 | 02 |  | 3.01.03.01.02.02.02.02 | Masonry Wall Reinforcement | 8 | 3010301020202020 | kg | Ss_25_13_50 | Pr_20_96_71 | RMB-10ZZZZ | STR | RMB | 000 | N/A |  | X | X | X | X | [18 empty] | X | [56 empty] | X | X | X | X | X | X |  | X
3 | 01 | 03 | 01 | 02 | 02 | 02 | 03 |  | 3.01.03.01.02.02.02.03 | Masonry Wall Control / Vertical Joints | 8 | 3010301020202030 | m | Ss_25_13_50 | Pr_35_90_50 | EXP-05ZZZZ | STR | EXP | 000 | N/A |  | X | X | X | X | [18 empty] | X | [56 empty] | X | X | X | X | X | X |  | X
3 | 01 | 03 | 01 | 02 | 02 | 02 | 04 |  | 3.01.03.01.02.02.02.04 | Masonry Wall Caps | 8 | 3010301020202040 | m³ | Ss_25_13_50 | Pr_25_93_50 | MWC-02ZZZZ | STR | MWC | 000 | N/A |  | X | X | X | X | X | [17 empty] | X | [56 empty] | X | X | X | X | X | X |  | X
3 | 01 | 03 | 01 | 02 | 02 | 03 |  |  | 3.01.03.01.02.02.03 | Frame Walls | 7 | 3010301020203000 | m² |  | Pr_20_85_32 | SFW-10ZZZZ | STR | SFW | 000 | N/A |  | X | X | X | X | X | [17 empty] | X | [56 empty] | X | X | X | X | X | X |  | X
3 | 01 | 03 | 01 | 02 | 02 | 03 | 01 |  | 3.01.03.01.02.02.03.01 | Steel Frame | 8 | 3010301020203010 | m² |  | Pr_20_85_32 | SFW-11ZZZZ | STR | SFW | SFP | N/A |  | X | X | X | X | X | [17 empty] | X | [56 empty] | X | X | X | X | X | X |  | X
3 | 01 | 03 | 01 | 02 | 02 | 03 | 02 |  | 3.01.03.01.02.02.03.02 | Wooden Frame | 8 | 3010301020203020 | m² |  | Pr_20_85_32_96 | WFW-11ZZZZ | STR | WFW | WFP | N/A |  | X | ? | X | X | [18 empty] | X | [56 empty] | X | X | X | X | X | X |  | X
3 | 01 | 03 | 01 | 02 | 02 | 04 |  |  | 3.01.03.01.02.02.04 | Curtain Walls | 7 | 3010301020204000 | m² |  | Ss_25_10_20 | CUW-01ZZZZ | STR | CUW | 000 | N/A |  | X | ? | X | X | [18 empty] | X | [56 empty] | X | X | X | X | X | X |  | X
3 | 01 | 03 | 01 | 02 | 02 | 05 |  |  | 3.01.03.01.02.02.05 | Interior Partitions | 7 | 3010301020205000 | m² |  | Ss_25_12_65 | IPT-01ZZZZ | STR | IPT | 000 | N/A |  | X | ? | X | X | [18 empty] | X | [56 empty] | X | X | X | X | X | X |  | X
3 | 01 | 03 | 01 | 02 | 02 | 05 | 01 |  | 3.01.03.01.02.02.05.01 | Interior Fixed Partitions | 8 | 3010301020205010 | m² |  | Ss_25_12_65 | IFP-01ZZZZ | STR | IFP | 000 | N/A |  | X | ? | X | X | [18 empty] | X | [56 empty] | X | X | X | X | X | X |  | X
3 | 01 | 03 | 01 | 02 | 02 | 05 | 02 |  | 3.01.03.01.02.02.05.02 | Interior Glazed Partitions | 8 | 3010301020205020 | m² |  | Ss_25_12_65 | IGP-01ZZZZ | STR | IGP | 000 | N/A |  | X | ? | X | X | [18 empty] | X | [56 empty] | X | X | X | X | X | X |  | X
3 | 01 | 03 | 01 | 02 | 02 | 05 | 03 |  | 3.01.03.01.02.02.05.03 | Interior Demountable Partitions | 8 | 3010301020205030 | m² |  | Ss_25_12_65_75 | IDP-01ZZZZ | STR | IDP | 000 | N/A |  | X | ? | X | X | [18 empty] | X | [56 empty] | X | X | X | X | X | X |  | X
3 | 01 | 03 | 01 | 02 | 02 | 05 | 04 |  | 3.01.03.01.02.02.05.04 | Interior Operable Partitions | 8 | 3010301020205040 | m² |  | Ss_25_12_65 | IOP-01ZZZZ | STR | IOP | 000 | N/A |  | X | ? | X | X | [18 empty] | X | [56 empty] | X | X | X | X | X | X |  | X
3 | 01 | 03 | 01 | 02 | 02 | 05 | 05 |  | 3.01.03.01.02.02.05.05 | Interior Screens | 8 | 3010301020205050 | pcs |  | Ss_25_12_65 | ISC-01ZZZZ | STR | ISC | 000 | N/A |  | X | ? | X | X | [18 empty] | X | [56 empty] | X | X | X | X | X | X |  | X
Level 1: 3; Level 2: 01; Level 3: 03; Level 4: 01; Level 5: 03 | 3.01.03.01.03 | Columns | 5 | 3010301030000000 | [9 empty] | X | X | X | X | [18 empty] | X | [56 empty] | X | X | X | X | X | X |  | X
3 | 01 | 03 | 01 | 03 | 01 |  |  |  | 3.01.03.01.03.01 | Concrete Columns | 6 | 3010301030100000 | m³ | Ss_20_50_20_70 | Ss_20_50_20_70 | OC-00ZZZZ | STR | OC | 000 | N/A |  | X | X | X | X | [18 empty] | X | [56 empty] | X | X | X | X | X | X |  | X
3 | 01 | 03 | 01 | 03 | 01 | 01 |  |  | 3.01.03.01.03.01.01 | Concrete Columns | 7 | 3010301030101000 | m³ | Ss_20_50_20_70 | Ss_20_50_20_70 | OC-01ZZZZ | STR | OC | 000 | N/A |  | X | X | X | X | [18 empty] | X | [56 empty] | X | X | X | X | X | X |  | X
3 | 01 | 03 | 01 | 03 | 01 | 02 |  |  | 3.01.03.01.03.01.02 | Concrete Column Reinforcement | 7 | 3010301030102000 | kg | Ss_20_50_20_70 | Pr_20_96_71 | RMB-11ZZZZ | STR | RMB | 000 | N/A |  | X | X | X | X | [18 empty] | X | [56 empty] | X | X | X | X | X | X |  | X
3 | 01 | 03 | 01 | 03 | 01 | 03 |  |  | 3.01.03.01.03.01.03 | Embeds | 7 | 3010301030103000 | pcs | Ss_20_50_20_70 | Pr_20_29_03 | CD-07ZZZZ | STR | CD | 000 | N/A |  | X | X | X | X | [18 empty] | X | [56 empty] | X | X | X | X | X | X |  | X |  |  |  |  | X
3 | 01 | 03 | 01 | 03 | 02 |  |  |  | 3.01.03.01.03.02 | Steel Columns | 6 | 3010301030200000 | kg |  | Ss_20_30_75_45 | SCL-01ZZZZ | STR | SCL | SCP | N/A |  | X | X | X | X | [18 empty] | X | [56 empty] | X | X | X | X | X | X |  | X
3 | 01 | 03 | 01 | 03 | 03 |  |  |  | 3.01.03.01.03.03 | Composite Columns | 6 | 3010301030300000 | m |  | Pr_20_85_16_16 | SCC-01ZZZZ | STR | SCC | 000 | N/A |  | X | X | X | X | [18 empty] | X | [56 empty] | X | X | X | X | X | X |  | X
3 | 01 | 03 | 01 | 03 | 04 |  |  |  | 3.01.03.01.03.04 | Wooden Column | 6 | 3010301030400000 | m³ |  | Ss_20_30_75_85 | WCL-01ZZZZ | STR | WCL | 000 | N/A |  | X | X | X | X | [18 empty] | X | [56 empty] | X | X | X | X | X | X |  | X
3 | 01 | 03 | 01 | 03 | 05 |  |  |  | 3.01.03.01.03.05 | Non-Bearing Column | 6 | 3010301030500000 | m |  | Pr_20_85_16 | ACL-01ZZZZ | STR | ACL | 000 | N/A |  | X | X | X | X | [18 empty] | X | [56 empty] | X | X | X | X | X | X |  | X
Level 1: 3; Level 2: 01; Level 3: 03; Level 4: 01; Level 5: 04 | 3.01.03.01.04 | Beams | 5 | 3010301040000000 | [9 empty] | X | X | X | X | [18 empty] | X | [56 empty] | X | X | X | X | X | X |  | X
3 | 01 | 03 | 01 | 04 | 01 |  |  |  | 3.01.03.01.04.01 | Concrete Beams | 6 | 3010301040100000 | m³ | Ss_20_20_75_70 | Ss_20_20_75_70 | CBM-00ZZZZ | STR | CBM | 000 | N/A |  | X | X | X | X | [18 empty] | X | [56 empty] | X | X | X | X | X | X |  | X
3 | 01 | 03 | 01 | 04 | 01 | 01 |  |  | 3.01.03.01.04.01.01 | Concrete Beams | 7 | 3010301040101000 | m³ | Ss_20_20_75_70 | Ss_20_20_75_70 | CBM-01ZZZZ | STR | CBM | 000 | N/A |  | X | X | X | X | [18 empty] | X | [56 empty] | X | X | X | X | X | X |  | X
3 | 01 | 03 | 01 | 04 | 01 | 02 |  |  | 3.01.03.01.04.01.02 | Concrete Beam Reinforcement | 7 | 3010301040102000 | kg | Ss_20_20_75_70 | Pr_20_96_71 | RMB-12ZZZZ | STR | RMB | 000 | N/A |  | X | X | X | X | [18 empty] | X | [56 empty] | X | X | X | X | X | X |  | X
3 | 01 | 03 | 01 | 04 | 01 | 03 |  |  | 3.01.03.01.04.01.03 | Embeds | 7 | 3010301040103000 | pcs | Ss_20_20_75_70 | Pr_20_29_03 | CD-08ZZZZ | STR | CD | 000 | N/A |  | X | X | X | X | [18 empty] | X | [56 empty] | X | X | X | X | X | X |  | X
3 | 01 | 03 | 01 | 04 | 02 |  |  |  | 3.01.03.01.04.02 | Steel Beams | 6 | 3010301040200000 | kg |  | Pr_20_85_08 | SBM-01ZZZZ | STR | SBM | SBP | N/A |  | X | X | X | X | [18 empty] | X | [56 empty] | X | X | X | X | X | X |  | X
3 | 01 | 03 | 01 | 04 | 03 |  |  |  | 3.01.03.01.04.03 | Composite Beams | 6 | 3010301040300000 | m |  | Ss_20_20_75_70 | SCB-01ZZZZ | STR | SCB | 000 | N/A |  | X | X | X | X | [18 empty] | X | [56 empty] | X | X | X | X | X | X |  | X
3 | 01 | 03 | 01 | 04 | 04 |  |  |  | 3.01.03.01.04.04 | Wooden Beam | 6 | 3010301040400000 | m³ |  | Ss_20_20_75_85 | WBM-01ZZZZ | STR | WBM | 000 | N/A |  | X | X | X | X | [18 empty] | X | [56 empty] | X | X | X | X | X | X |  | X
Level 1: 3; Level 2: 01; Level 3: 03; Level 4: 01; Level 5: 05 | 3.01.03.01.05 | Joists, Truss, Rods, Diagonal Bracings | 5 | 3010301050000000 | [9 empty] | X | X | X | X | [18 empty] | X | [56 empty] | X | X | X | X | X | X |  | X
3 | 01 | 03 | 01 | 05 | 01 |  |  |  | 3.01.03.01.05.01 | Steel Joist / Truss | 6 | 3010301050100000 | kg |  | Pr_20_85_90 | TRS-01ZZZZ | STR | TRS | TRP | N/A |  | X | X | X | X | [18 empty] | X | [56 empty] | X | X | X | X | X | X |  | X
3 | 01 | 03 | 01 | 05 | 02 |  |  |  | 3.01.03.01.05.02 | Steel Diagonal Bracing | 6 | 3010301050200000 | kg |  | Pr_20_85_84 | SBC-01ZZZZ | STR | SBC | SBP | N/A |  | X | X | X | X | [18 empty] | X | [56 empty] | X | X | X | X | X | X |  | X
3 | 01 | 03 | 01 | 05 | 03 |  |  |  | 3.01.03.01.05.03 | Steel Rods | 6 | 3010301050300000 | kg |  | Pr_20_85_84 | SR-01ZZZZ | STR | SR | SRP | N/A |  | X | X | X | X | [18 empty] | X | [56 empty] | X | X | X | X | X | X |  | X
Level 1: 3; Level 2: 01; Level 3: 03; Level 4: 01; Level 5: 06 | 3.01.03.01.06 | Framing | 5 | 3010301060000000 |  |  | Ss_20_10_75 | FRM-01ZZZZ | STR | FRM | 000 | N/A |  | X | X | X | X | [18 empty] | X | [56 empty] | X | X | X | X | X | X |  | X
3 | 01 | 03 | 01 | 06 | 01 |  |  |  | 3.01.03.01.06.01 | Steel Framing | 6 | 3010301060100000 | kg |  | Pr_20_85_32 | SF-01ZZZZ | STR | SF | SFP | N/A |  | X | X | X | X | [18 empty] | X | [56 empty] | X | X | X | X | X | X |  | X
3 | 01 | 03 | 01 | 06 | 02 |  |  |  | 3.01.03.01.06.02 | Wooden Framing | 6 | 3010301060200000 | m³ |  | Pr_20_85_32_96 | WF-01ZZZZ | STR | WF | WFP | N/A |  | X | X | X | X | [18 empty] | X | [56 empty] | X | X | X | X | X | X |  | X
Level 1: 3; Level 2: 01; Level 3: 03; Level 4: 01; Level 5: 07 | 3.01.03.01.07 | Floors and Ceiling | 5 | 3010301070000000 | [9 empty] | X | X | X | X | [18 empty] | X | [56 empty] | X | X | X | X | X | X |  | X
3 | 01 | 03 | 01 | 07 | 01 |  |  |  | 3.01.03.01.07.01 | Concrete Slabs | 6 | 3010301070100000 | m³ | Pr_20_85_14_16 | Pr_20_85_14_16 | SS-00ZZZZ | STR | SS | 000 | N/A |  | X | X | X | X | [18 empty] | X | [56 empty] | X | X | X | X | X | X |  | X
3 | 01 | 03 | 01 | 07 | 01 | 01 |  |  | 3.01.03.01.07.01.01 | Concrete Slabs | 7 | 3010301070101000 | m³ | Pr_20_85_14_16 | Pr_20_85_14_16 | SS-01ZZZZ | STR | SS | 000 | N/A |  | X | X | X | X | [18 empty] | X | [56 empty] | X | X | X | X | X | X |  | X
3 | 01 | 03 | 01 | 07 | 01 | 02 |  |  | 3.01.03.01.07.01.02 | Concrete Slab Control Joints | 7 | 3010301070102000 | m | Pr_20_85_14_16 | Pr_35_90_27 | EXP-06ZZZZ | STR | EXP | 000 | N/A |  | X | X | X | X | [18 empty] | X | [56 empty] | X | X | X | X | X | X |  | X
3 | 01 | 03 | 01 | 07 | 01 | 03 |  |  | 3.01.03.01.07.01.03 | Concrete Slab Reinforcement | 7 | 3010301070103000 | kg | Pr_20_85_14_16 | Pr_20_96_71 | RMB-13ZZZZ | STR | RMB | 000 | N/A |  | X | X | X | X | [18 empty] | X | [56 empty] | X | X | X | X | X | X |  | X
3 | 01 | 03 | 01 | 07 | 01 | 04 |  |  | 3.01.03.01.07.01.04 | Embeds | 7 | 3010301070104000 | pcs | Pr_20_85_14_16 | Pr_20_29_03 | CD-09ZZZZ | STR | CD | 000 | N/A |  | X | X | X | X | [18 empty] | X | [56 empty] | X | X | X | X | X | X |  | X
3 | 01 | 03 | 01 | 07 | 02 |  |  |  | 3.01.03.01.07.02 | Composite Slab | 6 | 3010301070200000 | m² |  | Pr_20_85_14_16 | SCS-01ZZZZ | STR | SCS | 000 | N/A |  | X | X | X | X | [18 empty] | X | [56 empty] | X | X | X | X | X | X |  | X
3 | 01 | 03 | 01 | 07 | 03 |  |  |  | 3.01.03.01.07.03 | Frame Stuctures | 6 | 3010301070300000 |  |  | Pr_20_85_32 | FRM-02ZZZZ | STR | FRM | 000 | N/A |  | X | X | X | X | [18 empty] | X | [56 empty] | X | X | X | X | X | X |  | X
3 | 01 | 03 | 01 | 07 | 03 | 01 |  |  | 3.01.03.01.07.03.01 | Steel frame | 7 | 3010301070301000 | kg |  | Pr_20_85_32 | SF-02ZZZZ | STR | SF | SFP | N/A |  | X | X | X | X | [18 empty] | X | [56 empty] | X | X | X | X | X | X |  | X
3 | 01 | 03 | 01 | 07 | 03 | 02 |  |  | 3.01.03.01.07.03.02 | Wooden frame | 7 | 3010301070302000 | m³ |  | Pr_20_85_32_96 | WF-02ZZZZ | STR | WF | WFP | N/A |  | X | X | X | X | [18 empty] | X | [56 empty] | X | X | X | X | X | X |  | X
3 | 01 | 03 | 01 | 07 | 04 |  |  |  | 3.01.03.01.07.04 | Suspended Ceiling | 6 | 3010301070400000 | m² |  | Ss_30_25_10 | CLG-01ZZZZ | AR | CLG | 000 | N/A |  | X | X | X | X | [18 empty] | X | [56 empty] | X | X | X | X | X | X |  | X
3 | 01 | 03 | 01 | 07 | 05 |  |  |  | 3.01.03.01.07.05 | Ceiling Finishing | 6 | 3010301070500000 | m² |  | Ss_40_90 | CFN-01ZZZZ | AR | CFN | 000 | N/A |  | X | X | X | X | [18 empty] | X | [56 empty] | X | X | X | X | X | X |  | X
3 | 01 | 03 | 01 | 07 | 05 | 01 |  |  | 3.01.03.01.07.05.01 | Acoustic Panels | 7 | 3010301070501000 | m² |  | Ss_25_45_02 | ACT-01ZZZZ | AR | ACT | 000 | N/A |  | X | X | X | X | [18 empty] | X | [56 empty] | X | X | X | X | X | X |  | X
3 | 01 | 03 | 01 | 07 | 05 | 02 |  |  | 3.01.03.01.07.05.02 | Ceiling Painting and Coating | 7 | 3010301070502000 | m² |  | Ss_40_90_60 | PNT-01ZZZZ | AR | PNT | 000 | N/A |  | X | X | X | X | [18 empty] | X | [56 empty] | X | X | X | X | X | X |  | X
3 | 01 | 03 | 01 | 07 | 05 | 03 |  |  | 3.01.03.01.07.05.03 | Ceiling Paneling | 7 | 3010301070503000 | m² |  | Pr_25_71_57 | ICE-01ZZZZ | AR | ICE | 000 | N/A |  | X | X | X | X | [18 empty] | X | [56 empty] | X | X | X | X | X | X |  | X
3 | 01 | 03 | 01 | 07 | 06 |  |  |  | 3.01.03.01.07.06 | Floor Toppings | 6 | 3010301070600000 | m² |  | Ss_30_42_15 | TOP-01ZZZZ | AR | TOP | 000 | N/A |  | X | X | X | X | [18 empty] | X | [56 empty] | X | X | X | X | X | X |  | X
3 | 01 | 03 | 01 | 07 | 07 |  |  |  | 3.01.03.01.07.07 | Floor finishing | 6 | 3010301070700000 | m² |  | Ss_30_42_30 | FFF-01ZZZZ | AR | FFF | 000 | N/A |  | ? | X | X | X | [18 empty] | X | [56 empty] | X | X | X | X | X | X |  | X
3 | 01 | 03 | 01 | 07 | 07 | 01 |  |  | 3.01.03.01.07.07.01 | Floor finishing exterior | 7 | 3010301070701000 | m² |  | Ss_30_42_72 | FFE-01ZZZZ | AR | FFE | 000 | N/A |  | X | X | X | X | [18 empty] | X | [56 empty] | X | X | X | X | X | X |  | X
3 | 01 | 03 | 01 | 07 | 07 | 02 |  |  | 3.01.03.01.07.07.02 | Floor finishing interior | 7 | 3010301070702000 | m² |  | Ss_30_42_30 | FFI-01ZZZZ | AR | FFI | 000 | N/A |  | X | X | X | X | [18 empty] | X | [56 empty] | X | X | X | X | X | X |  | X
3 | 01 | 03 | 01 | 07 | 07 | 03 |  |  | 3.01.03.01.07.07.03 | Skirting | 7 | 3010301070703000 | m |  | Pr_35_90_43 | SKT-01ZZZZ | AR | SKT | 000 | N/A |  | X | X | X | X | [18 empty] | X | [56 empty] | X | X | X | X | X | X |  | X
Level 1: 3; Level 2: 01; Level 3: 03; Level 4: 01; Level 5: 08 | 3.01.03.01.08 | Roofs | 5 | 3010301080000000 | [9 empty] | X | X | X | X | [18 empty] | X | [56 empty] | X | X | X | X | X | X |  | X
3 | 01 | 03 | 01 | 08 | 01 |  |  |  | 3.01.03.01.08.01 | Concrete Slabs | 6 | 3010301080100000 | m³ | Pr_20_85_14_16 | Pr_20_85_14_16 | SS-10ZZZZ | STR | SS | 000 | N/A |  | X | X | X | X | [18 empty] | X | [56 empty] | X | X | X | X | X | X |  | X
3 | 01 | 03 | 01 | 08 | 01 | 01 |  |  | 3.01.03.01.08.01.01 | Concrete Slabs | 7 | 3010301080101000 | m³ | Pr_20_85_14_16 | Pr_20_85_14_16 | SS-11ZZZZ | STR | SS | 000 | N/A |  | X | X | X | X | [18 empty] | X | [56 empty] | X | X | X | X | X | X |  | X
3 | 01 | 03 | 01 | 08 | 01 | 02 |  |  | 3.01.03.01.08.01.02 | Concrete Slab Control Joints | 7 | 3010301080102000 | m | Pr_20_85_14_16 | Pr_35_90_27 | EXP-07ZZZZ | STR | EXP | 000 | N/A |  | X | X | X | X | [18 empty] | X | [56 empty] | X | X | X | X | X | X |  | X
3 | 01 | 03 | 01 | 08 | 01 | 03 |  |  | 3.01.03.01.08.01.03 | Concrete Slab Reinforcement | 7 | 3010301080103000 | kg | Pr_20_85_14_16 | Pr_20_96_71 | RMB-14ZZZZ | STR | RMB | 000 | N/A |  | X | X | X | X | [18 empty] | X | [56 empty] | X | X | X | X | X | X |  | X
3 | 01 | 03 | 01 | 08 | 01 | 04 |  |  | 3.01.03.01.08.01.04 | Embeds | 7 | 3010301080104000 | pcs | Pr_20_85_14_16 | Pr_20_29_03 | CD-10ZZZZ | STR | CD | 000 | N/A |  | X | X | X | X | [18 empty] | X | [56 empty] | X | X | X | X | X | X |  | X
3 | 01 | 03 | 01 | 08 | 02 |  |  |  | 3.01.03.01.08.02 | Composite Slab | 6 | 3010301080200000 | m² |  | Pr_20_85_14_16 | SCS-02ZZZZ | STR | SCS | 000 | N/A |  | X | X | X | X | [18 empty] | X | [56 empty] | X | X | X | X | X | X |  | X
3 | 01 | 03 | 01 | 08 | 03 |  |  |  | 3.01.03.01.08.03 | Frame Stuctures | 6 | 3010301080300000 |  |  | Ss_20_10_75 | FRM-03ZZZZ | STR | FRM | 000 | N/A |  | X | X | X | X | [18 empty] | X | [56 empty] | X | X | X | X | X | X |  | X
3 | 01 | 03 | 01 | 08 | 03 | 01 |  |  | 3.01.03.01.08.03.01 | Steel frame | 7 | 3010301080301000 | kg |  | Pr_20_85_32 | SF-03ZZZZ | STR | SF | SFP | N/A |  | X | X | X | X | [18 empty] | X | [56 empty] | X | X | X | X | X | X |  | X
3 | 01 | 03 | 01 | 08 | 03 | 02 |  |  | 3.01.03.01.08.03.02 | Wooden frame | 7 | 3010301080302000 | m³ |  | Pr_20_85_32_96 | WF-03ZZZZ | STR | WF | WFP | N/A |  | X | X | X | X | [18 empty] | X | [56 empty] | X | X | X | X | X | X |  | X
3 | 01 | 03 | 01 | 08 | 04 |  |  |  | 3.01.03.01.08.04 | Canopy and Shading | 6 | 3010301080400000 | pcs |  | Ss_25_50_75 | CNP-01ZZZZ | STR | CNP | 000 | N/A |  | X | X | X | X | [18 empty] | X | [56 empty] | X | X | X | X | X | X |  | X
Level 1: 3; Level 2: 01; Level 3: 03; Level 4: 01; Level 5: 09 | 3.01.03.01.09 | Stairs, Ramps, Railings and Ladders | 5 | 3010301090000000 | [9 empty] | X | X | X | X | [18 empty] | X | [56 empty] | X | X | X | X | X | X |  | X
3 | 01 | 03 | 01 | 09 | 01 |  |  |  | 3.01.03.01.09.01 | Stairs and Landings | 6 | 3010301090100000 | [9 empty] | X | X | X | X | [18 empty] | X | [56 empty] | X | X | X | X | X | X |  | X
3 | 01 | 03 | 01 | 09 | 01 | 01 |  |  | 3.01.03.01.09.01.01 | Concrete Stairs | 7 | 3010301090101000 | m³ | Ss_35_10_25 | Ss_35_10_25 | STR-00ZZZZ | STR | STR | 000 | N/A |  | X | X | X | X | [18 empty] | X | [56 empty] | X | X | X | X | X | X |  | X
3 | 01 | 03 | 01 | 09 | 01 | 01 | 01 |  | 3.01.03.01.09.01.01.01 | Concrete Stairs | 8 | 3010301090101010 | m³ | Ss_35_10_25 | Ss_35_10_25 | STR-01ZZZZ | STR | STR | 000 | N/A |  | X | X | X | X | [18 empty] | X | [56 empty] | X | X | X | X | X | X |  | X
3 | 01 | 03 | 01 | 09 | 01 | 01 | 02 |  | 3.01.03.01.09.01.01.02 | Concrete Stair Reinforcement | 8 | 3010301090101020 | kg | Ss_35_10_25 | Pr_20_96_71 | RMB-15ZZZZ | STR | RMB | 000 | N/A |  | X | X | X | X | [18 empty] | X | [56 empty] | X | X | X | X | X | X |  | X
3 | 01 | 03 | 01 | 09 | 01 | 01 | 03 |  | 3.01.03.01.09.01.01.03 | Embeds | 8 | 3010301090101030 | pcs | Ss_35_10_25 | Pr_20_29_03 | CD-11ZZZZ | STR | CD | 000 | N/A |  | X | X | X | X | [18 empty] | X | [56 empty] | X | X | X | X | X | X |  | X
3 | 01 | 03 | 01 | 09 | 01 | 02 |  |  | 3.01.03.01.09.01.02 | Concrete Stair Landings | 7 | 3010301090102000 | m³ | Pr_25_30_90_17 | Pr_25_30_90_17 | STS-00ZZZZ | STR | STS | 000 | N/A |  | X | X | X | X | [18 empty] | X | [56 empty] | X | X | X | X | X | X |  | X
3 | 01 | 03 | 01 | 09 | 01 | 02 | 01 |  | 3.01.03.01.09.01.02.01 | Concrete Stair Landings | 8 | 3010301090102010 | m³ | Pr_25_30_90_17 | Pr_25_30_90_17 | STS-01ZZZZ | STR | STS | 000 | N/A |  | X | X | X | X | [18 empty] | X | [56 empty] | X | X | X | X | X | X |  | X
3 | 01 | 03 | 01 | 09 | 01 | 02 | 02 |  | 3.01.03.01.09.01.02.02 | Concrete Stair Landings Reinforcement | 8 | 3010301090102020 | kg | Pr_25_30_90_17 | Pr_20_96_71 | RMB-16ZZZZ | STR | RMB | 000 | N/A |  | X | X | X | X | [18 empty] | X | [56 empty] | X | X | X | X | X | X |  | X
3 | 01 | 03 | 01 | 09 | 01 | 02 | 03 |  | 3.01.03.01.09.01.02.03 | Embeds | 8 | 3010301090102030 | pcs | Pr_25_30_90_17 | Pr_20_29_03 | CD-12ZZZZ | STR | CD | 000 | N/A |  | X | X | X | X | [18 empty] | X | [56 empty] | X | X | X | X | X | X |  | X
3 | 01 | 03 | 01 | 09 | 01 | 03 |  |  | 3.01.03.01.09.01.03 | Steel Stairs and Landings | 7 | 3010301090103000 | kg | Ss_35_10_25 | Ss_35_10_25 | ST-00ZZZZ | STR | ST | STP | N/A |  | X | X | X | X | [18 empty] | X | [56 empty] | X | X | X | X | X | X |  | X
3 | 01 | 03 | 01 | 09 | 01 | 03 | 01 |  | 3.01.03.01.09.01.03.01 | Steel Stairs | 8 | 3010301090103010 | kg | Ss_35_10_25 | Ss_35_10_25 | ST-01ZZZZ | STR | ST | STP | N/A |  | X | X | X | X | [18 empty] | X | [56 empty] | X | X | X | X | X | X |  | X
3 | 01 | 03 | 01 | 09 | 01 | 03 | 02 |  | 3.01.03.01.09.01.03.02 | Steel Stair Landings | 8 | 3010301090103020 | kg | Ss_35_10_25 | Pr_25_30_90 | STA-01ZZZZ | STR | STA | STAP | N/A |  | X | X | X | X | [18 empty] | X | [56 empty] | X | X | X | X | X | X |  | X
3 | 01 | 03 | 01 | 09 | 01 | 03 | 03 |  | 3.01.03.01.09.01.03.03 | Steel Stair Supports | 8 | 3010301090103030 | kg | Ss_35_10_25 | Pr_20_85 | STL-01ZZZZ | STR | STL | STR | N/A |  | X | X | X | X | [18 empty] | X | [56 empty] | X | X | X | X | X | X |  | X
3 | 01 | 03 | 01 | 09 | 02 |  |  |  | 3.01.03.01.09.02 | Ramps and Landings | 6 | 3010301090200000 | [9 empty] | X | X | X | X | [18 empty] | X | [56 empty] | X | X | X | X | X | X |  | X
3 | 01 | 03 | 01 | 09 | 02 | 01 |  |  | 3.01.03.01.09.02.01 | Concrete Ramps | 7 | 3010301090201000 | m³ | Ss_35_10_85_13 | Ss_35_10_85_13 | RMP-00ZZZZ | STR | RMP | 000 | N/A |  | X | X | X | X | [18 empty] | X | [56 empty] | X | X | X | X | X | X |  | X
3 | 01 | 03 | 01 | 09 | 02 | 01 | 01 |  | 3.01.03.01.09.02.01.01 | Concrete Ramps | 8 | 3010301090201010 | m³ | Ss_35_10_85_13 | Pr_30_59_01 | RMP-01ZZZZ | STR | RMP | 000 | N/A |  | X | X | X | X | [18 empty] | X | [56 empty] | X | X | X | X | X | X |  | X
3 | 01 | 03 | 01 | 09 | 02 | 01 | 02 |  | 3.01.03.01.09.02.01.02 | Concrete Ramps Reinforcement | 8 | 3010301090201020 | kg | Ss_35_10_85_13 | Pr_20_96_71 | RMB-17ZZZZ | STR | RMB | 000 | N/A |  | X | X | X | X | [18 empty] | X | [56 empty] | X | X | X | X | X | X |  | X
3 | 01 | 03 | 01 | 09 | 02 | 01 | 03 |  | 3.01.03.01.09.02.01.03 | Embeds | 8 | 3010301090201030 | pcs | Ss_35_10_85_13 | Pr_20_29_03 | CD-13ZZZZ | STR | CD | 000 | N/A |  | X | X | X | X | [18 empty] | X | [56 empty] | X | X | X | X | X | X |  | X
3 | 01 | 03 | 01 | 09 | 02 | 02 |  |  | 3.01.03.01.09.02.02 | Steel Ramps | 7 | 3010301090202000 | kg | Ss_35_10_85_33 | Ss_35_10_85_33 | SRM-00ZZZZ | STR | SRM | 000 | N/A |  | X | X | X | X | [18 empty] | X | [56 empty] | X | X | X | X | X | X |  | X
3 | 01 | 03 | 01 | 09 | 02 | 02 | 01 |  | 3.01.03.01.09.02.02.01 | Steel Ramps | 8 | 3010301090202010 | kg | Ss_35_10_85_33 | Pr_30_59_01 | SRM-01ZZZZ | STR | SRM | 000 | N/A |  | X | X | X | X | [18 empty] | X | [56 empty] | X | X | X | X | X | X |  | X
3 | 01 | 03 | 01 | 09 | 02 | 02 | 02 |  | 3.01.03.01.09.02.02.02 | Steel Ramp Landings | 8 | 3010301090202020 | kg | Ss_35_10_85_33 | Pr_25_30_90 | SRL-01ZZZZ | STR | SRL | 000 | N/A |  | X | X | X | X | [18 empty] | X | [56 empty] | X | X | X | X | X | X |  | X
3 | 01 | 03 | 01 | 09 | 02 | 02 | 03 |  | 3.01.03.01.09.02.02.03 | Steel Ramp Supports | 8 | 3010301090202030 | kg | Ss_35_10_85_33 | Pr_20_85 | STL-02ZZZZ | STR | STL | STR | N/A |  | X | X | X | X | [18 empty] | X | [56 empty] | X | X | X | X | X | X |  | X
3 | 01 | 03 | 01 | 09 | 03 |  |  |  | 3.01.03.01.09.03 | Railings | 6 | 3010301090300000 | m |  | Pr_25_30_36_11 | RLG-01ZZZZ | STR | RLG | 000 | N/A |  | X | X | X | X | [18 empty] | X | [56 empty] | X | X | X | X | X | X |  | X
3 | 01 | 03 | 01 | 09 | 04 |  |  |  | 3.01.03.01.09.04 | Ladders | 6 | 3010301090400000 | m |  | Pr_25_30_85 | SL-01ZZZZ | STR | SL | SLP | N/A |  | X | X | X | X | [18 empty] | X | [56 empty] | X | X | X | X | X | X |  | X
Level 1: 3; Level 2: 01; Level 3: 03; Level 4: 01; Level 5: 10 | 3.01.03.01.10 | Wall Finishes | 5 | 3010301100000000 | [9 empty] | X | X | X | X | [12 empty] | X | [5 empty] | X | [56 empty] | X | X | X | X | X | X |  | X
3 | 01 | 03 | 01 | 10 | 01 |  |  |  | 3.01.03.01.10.01 | Exterior Finishes | 6 | 3010301100100000 | m² |  | Ss_25_45 | EWF-01ZZZZ | AR | EWF | 000 | N/A |  | X | X | X | X | [12 empty] | X | [5 empty] | X | [56 empty] | X | X | X | X | X | X |  | X
3 | 01 | 03 | 01 | 10 | 01 | 01 |  |  | 3.01.03.01.10.01.01 | Wall Slats | 7 | 3010301100101000 | m² |  | Pr_25_71_22 | WSL-01ZZZZ | AR | WSL | 000 | N/A |  | X | X | X | X | [12 empty] | X | [5 empty] | X | [56 empty] | X | X | X | X | X | X |  | X
3 | 01 | 03 | 01 | 10 | 01 | 02 |  |  | 3.01.03.01.10.01.02 | Wall Paneling | 7 | 3010301100102000 | m² |  | Pr_25_71_22 | WPL-01ZZZZ | AR | WPL | 000 | N/A |  | X | X | X | X | [12 empty] | X | [5 empty] | X | [56 empty] | X | X | X | X | X | X |  | X
3 | 01 | 03 | 01 | 10 | 01 | 03 |  |  | 3.01.03.01.10.01.03 | Wall Cladding | 7 | 3010301100103000 | m² |  | Pr_25_71_14 | WCD-01ZZZZ | AR | WCD | 000 | N/A |  | X | X | X | X | [12 empty] | X | [5 empty] | X | [56 empty] | X | X | X | X | X | X |  | X
3 | 01 | 03 | 01 | 10 | 01 | 04 |  |  | 3.01.03.01.10.01.04 | Stone Facing | 7 | 3010301100104000 | m² |  | Ss_25_20_85 | STG-01ZZZZ | AR | STG | 000 | N/A |  | X | X | X | X | [18 empty] | X | [56 empty] | X | X | X | X | X | X |  | X
3 | 01 | 03 | 01 | 10 | 01 | 05 |  |  | 3.01.03.01.10.01.05 | Wall Plaster | 7 | 3010301100105000 | m² |  | Pr_35_31_64 | WPR-01ZZZZ | AR | WPR | 000 | N/A |  | X | X | X | X | [18 empty] | X | [56 empty] | X | X | X | X | X | X |  | X
3 | 01 | 03 | 01 | 10 | 01 | 06 |  |  | 3.01.03.01.10.01.06 | Wall Paint | 7 | 3010301100106000 | m² |  | Pr_35_31_22 | WPT-01ZZZZ | AR | WPT | 000 | N/A |  | X | X | X | X | [18 empty] | X | [56 empty] | X | X | X | X | X | X |  | X
3 | 01 | 03 | 01 | 10 | 01 | 07 |  |  | 3.01.03.01.10.01.07 | Louvers | 7 | 3010301100107000 | m² |  | Pr_30_59_48 | LVR-01ZZZZ | AR | LVR | 000 | N/A |  | X | X | X | X | [18 empty] | X | [56 empty] | X | X | X | X | X | X |  | X
3 | 01 | 03 | 01 | 10 | 02 |  |  |  | 3.01.03.01.10.02 | Interior Finishes | 6 | 3010301100200000 | m² |  | Ss_25_45 | WLF-01ZZZZ | AR | WLF | 000 | N/A |  | X | X | X | X | [18 empty] | X | [56 empty] | X | X | X | X | X | X |  | X
3 | 01 | 03 | 01 | 10 | 02 | 01 |  |  | 3.01.03.01.10.02.01 | Tile Wall Finish | 7 | 3010301100201000 | m² |  | Pr_35_93_96 | TWF-01ZZZZ | AR | TWF | 000 | N/A |  | X | X | X | X | [18 empty] | X | [56 empty] | X | X | X | X | X | X |  | X
3 | 01 | 03 | 01 | 10 | 02 | 02 |  |  | 3.01.03.01.10.02.02 | Wall Paneling | 7 | 3010301100202000 | m² |  | Pr_25_71_22 | WPL-02ZZZZ | AR | WPL | 000 | N/A |  | X | X | X | X | [18 empty] | X | [56 empty] | X | X | X | X | X | X |  | X
3 | 01 | 03 | 01 | 10 | 02 | 03 |  |  | 3.01.03.01.10.02.03 | Wall Cladding | 7 | 3010301100203000 | m² |  | Pr_25_71_14 | WCD-02ZZZZ | AR | WCD | 000 | N/A |  | X | X | X | X | [18 empty] | X | [56 empty] | X | X | X | X | X | X |  | X
3 | 01 | 03 | 01 | 10 | 02 | 04 |  |  | 3.01.03.01.10.02.04 | Wall Coverings | 7 | 3010301100204000 | m² |  | Ss_25_45_90 | WCV-01ZZZZ | AR | WCV | 000 | N/A |  | X | X | X | X | [18 empty] | X | [56 empty] | X | X | X | X | X | X |  | X
3 | 01 | 03 | 01 | 10 | 02 | 05 |  |  | 3.01.03.01.10.02.05 | Wall Carpeting | 7 | 3010301100205000 | m² |  | Pr_35_57_11 | WCP-01ZZZZ | AR | WCP | 000 | N/A |  | X | X | X | X | [18 empty] | X | [56 empty] | X | X | X | X | X | X |  | X
3 | 01 | 03 | 01 | 10 | 02 | 06 |  |  | 3.01.03.01.10.02.06 | Stone Facing | 7 | 3010301100206000 | m² |  | Ss_25_20_85 | STG-02ZZZZ | AR | STG | 000 | N/A |  | X | X | X | X | [18 empty] | X | [56 empty] | X | X | X | X | X | X |  | X
3 | 01 | 03 | 01 | 10 | 02 | 07 |  |  | 3.01.03.01.10.02.07 | Wall Plaster | 7 | 3010301100207000 | m² |  | Pr_35_31_64 | WPR-02ZZZZ | AR | WPR | 000 | N/A |  | X | X | X | X | [18 empty] | X | [56 empty] | X | X | X | X | X | X |  | X
3 | 01 | 03 | 01 | 10 | 02 | 08 |  |  | 3.01.03.01.10.02.08 | Wall Paint | 7 | 3010301100208000 | m² |  | Pr_35_31_22 | WPT-02ZZZZ | AR | WPT | 000 | N/A |  | X | X | X | X | [18 empty] | X | [56 empty] | X | X | X | X | X | X |  | X
3 | 01 | 03 | 01 | 10 | 02 | 09 |  |  | 3.01.03.01.10.02.09 | Acoustic Panels | 7 | 3010301100209000 | m² |  | Ss_25_45_02 | ACT-02ZZZZ | AR | ACT | 000 | N/A |  | X | X | X | X | [18 empty] | X | [56 empty] | X | X | X | X | X | X |  | X
Level 1: 3; Level 2: 01; Level 3: 03; Level 4: 01; Level 5: 11 | 3.01.03.01.11 | Montage details | 5 | 3010301110000000 |  |  | Pr_20_29_03 | MD-00ZZZZ | STR | MD | 000 | N/A |  | X | X | X | X | [18 empty] | X | [56 empty] | X | X | X | X | X | X |  | X
3 | 01 | 03 | 01 | 11 | 01 |  |  |  | 3.01.03.01.11.01 | Fixtures | 6 | 3010301110100000 | pcs |  | Pr_20_29_03 | MD-01ZZZZ | STR | MD | 000 | N/A |  | X | X | X | X | [18 empty] | X | [56 empty] | X | X | X | X | X | X |  | X
3 | 01 | 03 | 01 | 11 | 03 |  |  |  | 3.01.03.01.11.03 | Steel Sheets | 6 | 3010301110300000 | kg |  | Pr_25_71_51 | SP-01ZZZZ | STR | SP | SPP | N/A |  | X | X | X | X | [18 empty] | X | [56 empty] | X | X | X | X | X | X |  | ?
Level 1: 3; Level 2: 01; Level 3: 03; Level 4: 01; Level 5: 12 | 3.01.03.01.12 | Temporary structures | 5 | 3010301120000000 | [9 empty] | X | X | X | X | [18 empty] | X | [56 empty] | X | X | X | X | X | X |  | ?
3 | 01 | 03 | 01 | 12 | 01 |  |  |  | 3.01.03.01.12.01 | Temporary Supports | 6 | 3010301120100000 |  |  | Pr_20_85 | TSP-00ZZZZ | STR | TSP | 000 | N/A |  | X | X | X | X | [18 empty] | X | [56 empty] | X | X | X | X | X | X |  | ?
3 | 01 | 03 | 01 | 12 | 01 | 01 |  |  | 3.01.03.01.12.01.01 | Formworks | 7 | 3010301120101000 | m² |  | Pr_20_85 | FMW-01ZZZZ | STR | FMW | 000 | N/A |  | X | X | X | X | [18 empty] | X | [56 empty] | X | X | X | X | X | X |  | ?
3 | 01 | 03 | 01 | 12 | 01 | 02 |  |  | 3.01.03.01.12.01.02 | Temporary Supports | 7 | 3010301120102000 | pcs |  | Pr_20_85 | TSP-01ZZZZ | STR | TSP | 000 | N/A |  | X | X | X | X |  |  |  |  | X |  |  |  | X | [9 empty] | X | [56 empty] | X | X | X | X | X | X |  | X
Level 1: 3; Level 2: 01; Level 3: 03; Level 4: 01; Level 5: 13 | 3.01.03.01.13 | Doors and Windows | 5 | 3010301130000000 | [9 empty] | X | X | X | X |  |  |  |  | X | [13 empty] | X | [56 empty] | X | X | X | X | X | X |  | X
3 | 01 | 03 | 01 | 13 | 01 |  |  |  | 3.01.03.01.13.01 | Windows | 6 | 3010301130100000 | pcs | [8 empty] | X | X | X | X |  |  |  |  | X | [13 empty] | X | [56 empty] | X | X | X | X | X | X |  | X
3 | 01 | 03 | 01 | 13 | 01 | 01 |  |  | 3.01.03.01.13.01.01 | Exterior Windows | 7 | 3010301130101000 | pcs |  | Pr_30_59_98 | WIN-00ZZZZ | AR | WIN | 000 | N/A |  | X | X | X | X |  |  |  |  | X | [13 empty] | X | [56 empty] | X | X | X | X | X | X |  | X
3 | 01 | 03 | 01 | 13 | 01 | 01 | 01 |  | 3.01.03.01.13.01.01.01 | Exterior Windows | 8 | 3010301130101010 | pcs |  | Pr_30_59_98 | WIN-01ZZZZ | AR | WIN | 000 | N/A |  | X | X | X | X |  |  |  |  | X | [13 empty] | X | [56 empty] | X | X | X | X | X | X |  | X
3 | 01 | 03 | 01 | 13 | 01 | 01 | 02 |  | 3.01.03.01.13.01.01.02 | Exterior Window Sills | 8 | 3010301130101020 | m |  | Pr_35_90_28_95 | EWS-01ZZZZ | AR | EWS | 000 | N/A |  | X | X | X | X | [18 empty] | X | [56 empty] | X | X | X | X | X | X |  | X
3 | 01 | 03 | 01 | 13 | 01 | 02 |  |  | 3.01.03.01.13.01.02 | Interior Windows | 7 | 3010301130102000 | pcs |  | Pr_30_59_98 | IWI-00ZZZZ | AR | IWI | 000 | N/A |  | X | X | X | X | [18 empty] | X | [56 empty] | X | X | X | X | X | X |  | X
3 | 01 | 03 | 01 | 13 | 01 | 02 | 01 |  | 3.01.03.01.13.01.02.01 | Interior Windows | 8 | 3010301130102010 | pcs |  | Pr_30_59_98 | IWI-01ZZZZ | AR | IWI | 000 | N/A |  | X | X | X | X | [18 empty] | X | [56 empty] | X | X | X | X | X | X |  | X
3 | 01 | 03 | 01 | 13 | 01 | 02 | 02 |  | 3.01.03.01.13.01.02.02 | Interior Window Sills | 8 | 3010301130102020 | m |  | Pr_35_90_28_95 | IWS-01ZZZZ | AR | IWS | 000 | N/A |  | X | X | X | X |  |  |  |  | X |  |  |  | X | [9 empty] | X | [56 empty] | X | X | X | X | X | X |  | X
3 | 01 | 03 | 01 | 13 | 02 |  |  |  | 3.01.03.01.13.02 | Doors | 6 | 3010301130200000 | pcs | [8 empty] | X | X | X | X |  |  |  |  | X |  |  |  | X | [9 empty] | X | [56 empty] | X | X | X | X | X | X |  | X
3 | 01 | 03 | 01 | 13 | 02 | 01 |  |  | 3.01.03.01.13.02.01 | Exterior Doors | 7 | 3010301130201000 | pcs |  | Pr_30_59_24 | EDO-01ZZZZ | AR | EDO | 000 | N/A |  | X | X | X | X |  |  |  |  | X | [13 empty] | X | [56 empty] | X | X | X | X | X | X |  | X
3 | 01 | 03 | 01 | 13 | 02 | 02 |  |  | 3.01.03.01.13.02.02 | Interior Doors | 7 | 3010301130202000 | pcs |  | Pr_30_59_24 | IDO-01ZZZZ | AR | IDO | 000 | N/A |  | X | X | X | X |  |  |  |  | X |  |  |  | X | [9 empty] | X | [56 empty] | X | X | X | X | X | X |  | X
3 | 01 | 03 | 01 | 13 | 03 |  |  |  | 3.01.03.01.13.03 | Hatches | 6 | 3010301130300000 | pcs |  | Pr_30_59_36 | HAT-01ZZZZ | AR | HAT | 000 | N/A |  | X | X | X | X |  |  |  |  | X |  |  |  | X | [9 empty] | X | [56 empty] | X | X | X | X | X | X |  | X
Level 1: 3; Level 2: 01; Level 3: 03; Level 4: 01; Level 5: 14 | 3.01.03.01.14 | Insulation | 5 | 3010301140000000 |  |  | Pr_80_77_76 | INS-00ZZZZ | AR | INS | 000 | N/A |  | X | X | X | X |  |  |  |  | X |  |  |  | X | [9 empty] | X | [56 empty] | X | X | X | X | X | X |  | X
3 | 01 | 03 | 01 | 14 | 01 |  |  |  | 3.01.03.01.14.01 | Insulation | 6 | 3010301140100000 | m² |  | Pr_80_77_76 | INS-01ZZZZ | AR | INS | 000 | N/A |  | X | X | X | X |  |  |  |  | X |  |  |  | X | [9 empty] | X | [56 empty] | X | X | X | X | X | X |  | X
3 | 01 | 03 | 01 | 14 | 02 |  |  |  | 3.01.03.01.14.02 | Thermal Insulation | 6 | 3010301140200000 | m² |  | Pr_80_77_76 | TIN-01ZZZZ | AR | TIN | 000 | N/A |  | X | X | X | X |  |  |  |  | X |  |  |  | X | [9 empty] | X | [56 empty] | X | X | X | X | X | X |  | X
3 | 01 | 03 | 01 | 14 | 03 |  |  |  | 3.01.03.01.14.03 | Expanding foams | 6 | 3010301140300000 | m³ |  | Pr_25_31_28 | SIN-01ZZZZ | AR | SIN | 000 | N/A |  | X | X | X | X | [18 empty] | X | [56 empty] | X | X | X | X | X | X |  | X
Level 1: 3; Level 2: 01; Level 3: 03; Level 4: 01; Level 5: 15 | 3.01.03.01.15 | Waterproofing | 5 | 3010301150000000 | m² |  | Pr_35_31_68 | WTP-02ZZZZ | STR | WTP | 000 |  |  | X | X | X | X | [18 empty] | X | [56 empty] | X | X | X | X | X | X |  | X |  | X
Level 1: 3; Level 2: 01; Level 3: 03; Level 4: 02 | 3.01.03.02 | Furnishing, Fixtures and Equipment (FFE) | 4 | 3010302000000000 | [9 empty] | X | X | X | X | [18 empty] | X | [56 empty] | X | X | X | X | X | X |  | X |  | X
Level 1: 3; Level 2: 01; Level 3: 03; Level 4: 02; Level 5: 01 | 3.01.03.02.01 | Exterior furnishing | 5 | 3010302010000000 | [9 empty] | X | X | X | X | [18 empty] | X | [56 empty] | X | X | X | X | X | X |  | X |  | X
3 | 01 | 03 | 02 | 01 | 01 |  |  |  | 3.01.03.02.01.01 | Exterior Fixed furniture | 6 | 3010302010100000 |  |  | Pr_40_30_29 | EXF-01ZZZZ | AR | EXF | 000 | N/A |  | X | X | X | X | [18 empty] | X | [56 empty] | X | X | X | X | X | X |  | ? |  | X
3 | 01 | 03 | 02 | 01 | 01 | 01 |  |  | 3.01.03.02.01.01.01 | Exterior Gates | 7 | 3010302010101000 | pcs |  | Pr_30_59_34 | GAT-01ZZZZ | AR | GAT | 000 | N/A |  | X | X | X | X | [18 empty] | X | [56 empty] | X | X | X | X | X | X |  | X |  | X
3 | 01 | 03 | 02 | 01 | 01 | 02 |  |  | 3.01.03.02.01.01.02 | Exterior Fixed Seating | 7 | 3010302010102000 | pcs |  | Pr_40_50_12 | FRN-01ZZZZ | AR | FRN | STT | N/A |  | X | X | X | X | [18 empty] | X | [56 empty] | X | X | X | X | X | X |  | X |  | X
3 | 01 | 03 | 02 | 01 | 01 | 03 |  |  | 3.01.03.02.01.01.03 | Exterior Construction protection | 7 | 3010302010103000 | pcs |  | Pr_35_31_68 | CPN-01ZZZZ | AR | CPN | 000 | N/A |  | X | X | X | X | [18 empty] | X | [56 empty] | X | X | X | X | X | X |  |  |  | X
3 | 01 | 03 | 02 | 01 | 01 | 04 |  |  | 3.01.03.02.01.01.04 | Exterior Artwork | 7 | 3010302010104000 | pcs |  | Pr_40_50_05 | ART-01ZZZZ | AR | ART | 000 | N/A |  | X | X | X | X | [18 empty] | X | [56 empty] | X | X | X | X | X | X |  |  |  | X
3 | 01 | 03 | 02 | 01 | 02 |  |  |  | 3.01.03.02.01.02 | Exterior Loose furniture | 6 | 3010302010200000 | pcs |  | Pr_40_50_12 | LFN-01ZZZZ | AR | LFN | 000 |  |  | X | X | X | X | [18 empty] | X | [56 empty] | X | X | X | X | X | X |  |  |  | X
3 | 01 | 03 | 02 | 01 | 02 | 01 |  |  | 3.01.03.02.01.02.01 | Exterior Artwork | 7 | 3010302010201000 | pcs |  | Pr_40_50_05 | ART-02ZZZZ | AR | ART | 000 | N/A |  | X | X | X | X | [18 empty] | X | [56 empty] | X | X | X | X | X | X |  | X
Level 1: 3; Level 2: 01; Level 3: 03; Level 4: 02; Level 5: 02 | 3.01.03.02.02 | Interior furnishing | 5 | 3010302020000000 | [9 empty] | X | X | X | X | [18 empty] | X | [56 empty] | X | X | X | X | X | X |  | X
3 | 01 | 03 | 02 | 02 | 01 |  |  |  | 3.01.03.02.02.01 | Interior Fixed furniture | 6 | 3010302020100000 | pcs |  | Pr_40_30_29 | FFN-00ZZZZ | IA | FFN | 000 | N/A |  | X | X | X | X | [18 empty] | X | [56 empty] | X | X | X | X | X | X |  | ?
3 | 01 | 03 | 02 | 02 | 01 | 01 |  |  | 3.01.03.02.02.01.01 | Interior Gates | 7 | 3010302020101000 | pcs |  | Pr_30_59_34 | GAT-02ZZZZ | IA | GAT | 000 | N/A |  | X | X | X | X | [18 empty] | X | [56 empty] | X | X | X | X | X | X |  | X
3 | 01 | 03 | 02 | 02 | 01 | 02 |  |  | 3.01.03.02.02.01.02 | Interior Fixed Seating | 7 | 3010302020102000 | pcs |  | Pr_40_50_12 | FFN-01ZZZZ | IA | FFN | 000 | N/A |  | X | X | X | X | [18 empty] | X | [56 empty] | X | X | X | X | X | X |  | X
3 | 01 | 03 | 02 | 02 | 01 | 03 |  |  | 3.01.03.02.02.01.03 | Interior Construction protection | 7 | 3010302020103000 | pcs |  | Pr_35_31_68 | CPN-02ZZZZ | IA | CPN | 000 | N/A |  | X | X | X | X | [18 empty] | X | [56 empty] | X | X | X | X | X | X |  | ?
3 | 01 | 03 | 02 | 02 | 01 | 04 |  |  | 3.01.03.02.02.01.04 | Interior Artwork | 7 | 3010302020104000 | pcs |  | Pr_40_50_05 | ART-03ZZZZ | IA | ART | 000 | N/A |  | X | X | X | X | [18 empty] | X | [56 empty] | X | X | X | X | X | X |  | X
3 | 01 | 03 | 02 | 02 | 01 | 05 |  |  | 3.01.03.02.02.01.05 | Kitchen furniture | 7 | 3010302020105000 | set |  | Pr_40_30_87 | KIT-01ZZZZ | IA | KIT | 000 | N/A |  | X | X | X | X | [18 empty] | X | [56 empty] | X | X | X | X | X | X |  | X
3 | 01 | 03 | 02 | 02 | 01 | 06 |  |  | 3.01.03.02.02.01.06 | Sink / Basin | 7 | 3010302020106000 | pcs |  | Pr_40_20_96 | SNK-01ZZZZ | IA | SNK | 000 | N/A |  | X | X | X | X | [18 empty] | X | [56 empty] | X | X | X | X | X | X |  | X
3 | 01 | 03 | 02 | 02 | 01 | 07 |  |  | 3.01.03.02.02.01.07 | Toilet Seats | 7 | 3010302020107000 | pcs |  | Pr_40_20_93_95 | TSE-01ZZZZ | IA | TSE | 000 | N/A |  | X | X | X | X | [18 empty] | X | [56 empty] | X | X | X | X | X | X |  | X
3 | 01 | 03 | 02 | 02 | 01 | 08 |  |  | 3.01.03.02.02.01.08 | Water Tap | 7 | 3010302020108000 | pcs |  | Pr_40_20_87 | FCT-01ZZZZ | IA | FCT | 000 | N/A |  | X | X | X | X | [18 empty] | X | [56 empty] | X | X | X | X | X | X |  | X
3 | 01 | 03 | 02 | 02 | 02 |  |  |  | 3.01.03.02.02.02 | Interior Loose furniture | 6 | 3010302020200000 | pcs |  | Pr_40_50_12 | LFN-02ZZZZ | IA | LFN | 000 | N/A |  | X | X | X | X | [18 empty] | X | [56 empty] | X | X | X | X | X | X |  | ?
3 | 01 | 03 | 02 | 02 | 02 | 01 |  |  | 3.01.03.02.02.02.01 | Interior Artwork | 7 | 3010302020201000 | pcs |  | Pr_40_50_05 | ART-04ZZZZ | IA | ART | 000 | N/A |  | X | X | X | X | [18 empty] | X | [56 empty] | X | X | X | X | X | X |  | ?
3 | 01 | 03 | 02 | 02 | 02 | 02 |  |  | 3.01.03.02.02.02.02 | Interior Plants | 7 | 3010302020202000 | pcs |  | Pr_45_30 | FPL-01ZZZZ | IA | FPL | 000 | N/A |  | X | X | X | X | [18 empty] | X | [56 empty] | X | X | X | X | X | X |  | ?
Level 1: 3; Level 2: 01; Level 3: 03; Level 4: 03 | 3.01.03.03 | Wayfinding | 4 | 3010303000000000 | [9 empty] | X | X | X | X | [18 empty] | X | [56 empty] | X | X | X | X | X | X |  | ?
Level 1: 3; Level 2: 01; Level 3: 03; Level 4: 03; Level 5: 01 | 3.01.03.03.01 | Signage | 5 | 3010303010000000 | pcs |  | Pr_40_10_77_31 | SGN-01ZZZZ | AR | SGN | 000 | N/A |  | X | X | X | X | [18 empty] | X | [56 empty] | X | X | X | X | X | X |  | ?
Level 1: 3; Level 2: 01; Level 3: 03; Level 4: 03; Level 5: 02 | 3.01.03.03.02 | Surface Marking | 5 | 3010303020000000 | m² |  | Ss_40_10_20_70 | SMR-01ZZZZ | AR | SMR | 000 | N/A |  | X | X | X | X | [18 empty] | X | [56 empty] | X | X | X | X | X | X |  | ?
Level 1: 3; Level 2: 01; Level 3: 03; Level 4: 03; Level 5: 03 | 3.01.03.03.03 | Presentation Boards | 5 | 3010303030000000 | pcs |  | Pr_40_30_25 | PRB-01ZZZZ | AR | PRB | 000 | N/A |  | X | X | X | X | [18 empty] | X | [56 empty] | X | X | X | X | X | X |  | ?
Level 1: 3; Level 2: 01; Level 3: 03; Level 4: 03; Level 5: 04 | 3.01.03.03.04 | Clock and Time Displays | 5 | 3010303040000000 | pcs |  | Pr_40_50_13 | CLK-01ZZZZ | AR | CLK | 000 | N/A |  | X | X | X | X | [18 empty] | X | [56 empty] | X | X | X | X | X | X |  | ?
Level 1: 3; Level 2: 01; Level 3: 03; Level 4: 03; Level 5: 05 | 3.01.03.03.05 | Tactile ceramic tiles | 5 | 3010303050000000 | m² |  | Pr_35_93_96_19 | TCT-01ZZZZ | AR | TCT | 000 | N/A |  | X | X | X | X | [18 empty] | X | [56 empty] | X | X | X | X | X | X |  | ?
Level 1: 3; Level 2: 01; Level 3: 03; Level 4: 03; Level 5: 06 | 3.01.03.03.06 | Tag | 5 | 3010303060000000 | pcs |  | Pr_40_30_25 | TAG-01ZZZZ | AR | TAG | 000 | N/A |  | X | X | X | X |  |  |  |  | X | [13 empty] | X | [56 empty] | X | X | X | X | X | X |  | X
Level 1: 3; Level 2: 01; Level 3: 03; Level 4: 04 | 3.01.03.04 | Equipment | 4 | 3010304000000000 | pcs | [8 empty] | X | X | X | X |  |  |  |  | X | [13 empty] | X | [56 empty] | X | X | X | X | X | X |  | ?
Level 1: 3; Level 2: 01; Level 3: 03; Level 4: 04; Level 5: 01 | 3.01.03.04.01 | Escalators | 5 | 3010304010000000 | pcs |  | Pr_65_80_28_21 | ECS-01ZZZZ | AR | ECS | 000 | N/A |  | X | X | X | X |  |  |  |  | X | [13 empty] | X | [56 empty] | X | X | X | X | X | X |  | ?
Level 1: 3; Level 2: 01; Level 3: 03; Level 4: 04; Level 5: 02 | 3.01.03.04.02 | Elevators | 5 | 3010304020000000 | pcs |  | Pr_80_77_46 | LFT-01ZZZZ | AR | LFT | 000 | N/A |  | X | X | X | X | [18 empty] | X | [56 empty] | X | X | X | X | X | X |  | X
Level 1: 3; Level 2: 01; Level 3: 03; Level 4: 04; Level 5: 03 | 3.01.03.04.03 | Heating equipment | 5 | 3010304030000000 | [9 empty] | X | X | X | X | [18 empty] | X | [56 empty] | X | X | X | X | X | X |  | X
3 | 01 | 03 | 04 | 03 | 01 |  |  |  | 3.01.03.04.03.01 | Heating Systems | 6 | 3010304030100000 |  |  | Ss_60_40_37 | HES-01ZZZZ | HE | HES | 000 |  |  | X | X | X | X | [18 empty] | X | [56 empty] | X | X | X | X | X | X |  | X
3 | 01 | 03 | 04 | 03 | 01 | 01 |  |  | 3.01.03.04.03.01.01 | Heaters | 7 | 3010304030101000 | pcs |  | Pr_60_60_38 | HUN-01ZZZZ | HE | HUN | 000 | 4008 |  | X | X | X | X | [18 empty] | X | [56 empty] | X | X | X | X | X | X |  | X
3 | 01 | 03 | 04 | 03 | 01 | 02 |  |  | 3.01.03.04.03.01.02 | Convection Heating Units | 7 | 3010304030102000 | pcs |  | Pr_60_60_38 | CHU-01ZZZZ | HE | CHU | 000 | 4008 |  | X | X | X | X | [18 empty] | X | [56 empty] | X | X | X | X | X | X |  | X
3 | 01 | 03 | 04 | 03 | 01 | 03 |  |  | 3.01.03.04.03.01.03 | Chilled Beams | 7 | 3010304030103000 | m |  | Pr_70_60_14 | CHB-01ZZZZ | HE | CHB | 000 | N/A |  | X | X | X | X | [18 empty] | X | [56 empty] | X | X | X | X | X | X |  | X
3 | 01 | 03 | 04 | 03 | 01 | 04 |  |  | 3.01.03.04.03.01.04 | Air Coils | 7 | 3010304030104000 | pcs |  | Pr_65_52_38_14 | AIC-01ZZZZ | ME | AIC | 000 | N/A |  | X | X | X | X | [18 empty] | X | [56 empty] | X | X | X | X | X | X |  | X
3 | 01 | 03 | 04 | 03 | 01 | 05 |  |  | 3.01.03.04.03.01.05 | Fan Coil Units | 7 | 3010304030105000 | pcs |  | Pr_70_65_03_29 | FNC-01ZZZZ | ME | FNC | 000 | N/A |  | X | X | X | X | [18 empty] | X | [56 empty] | X | X | X | X | X | X |  | X
3 | 01 | 03 | 04 | 03 | 01 | 06 |  |  | 3.01.03.04.03.01.06 | Unit Ventilators | 7 | 3010304030106000 | pcs |  | Pr_65_67_29 | FAN-01ZZZZ | ME | FAN | 000 | N/A |  | X | X | X | X | [18 empty] | X | [56 empty] | X | X | X | X | X | X |  | X
3 | 01 | 03 | 04 | 03 | 02 |  |  |  | 3.01.03.04.03.02 | Heating mechanic | 6 | 3010304030200000 | pcs |  | Pr_75_50_76 | HMC-01ZZZZ | HE | HMC | 000 | N/A |  | X | X | X | X | [18 empty] | X | [56 empty] | X | X | X | X | X | X |  | X
3 | 01 | 03 | 04 | 03 | 02 | 01 |  |  | 3.01.03.04.03.02.01 | Thermometer / Manometer | 7 | 3010304030201000 | pcs |  | Pr_65_52_34 | THM-01ZZZZ | HE | THM | 000 | N/A |  | X | X | X | X | [18 empty] | X | [56 empty] | X | X | X | X | X | X |  | X
3 | 01 | 03 | 04 | 03 | 02 | 02 |  |  | 3.01.03.04.03.02.02 | Heat exchanger | 7 | 3010304030202000 | pcs |  | Pr_60_60_36_60 | HEX-01ZZZZ | HE | HEX | 000 | 4007 |  | X | X | X | X | [18 empty] | X | [56 empty] | X | X | X | X | X | X |  | X
3 | 01 | 03 | 04 | 03 | 02 | 03 |  |  | 3.01.03.04.03.02.03 | Convector | 7 | 3010304030203000 | pcs |  | Pr_70_60_36_30 | CNV-01ZZZZ | HE | CNV | 000 | 4015 |  | X | X | X | X | [18 empty] | X | [56 empty] | X | X | X | X | X | X |  | X
3 | 01 | 03 | 04 | 03 | 02 | 04 |  |  | 3.01.03.04.03.02.04 | Water meter | 7 | 3010304030204000 | pcs |  | Pr_80_51_51_97 | WTM-01ZZZZ | HE | WTM | 000 | N/A |  | X | X | X | X | [18 empty] | X | [56 empty] | X | X | X | X | X | X |  | X
3 | 01 | 03 | 04 | 03 | 02 | 05 |  |  | 3.01.03.04.03.02.05 | Distribution box for electricity | 7 | 3010304030205000 | pcs |  | Pr_60_70_22 | LGT-01ZZZZ | HE | LGT | BOX | N/A |  | X | X | X | X | [18 empty] | X | [56 empty] | X | X | X | X | X | X |  | X
3 | 01 | 03 | 04 | 03 | 02 | 06 |  |  | 3.01.03.04.03.02.06 | Temperature sensors | 7 | 3010304030206000 | pcs |  | Pr_75_50_76 | LS-01ZZZZ | HE | LDS | 000 | N/A |  | X | X | X | X | [18 empty] | X | [56 empty] | X | X | X | X | X | X |  | X
3 | 01 | 03 | 04 | 03 | 03 |  |  |  | 3.01.03.04.03.03 | Hydronic distribution | 6 | 3010304030300000 | pcs |  | Ss_60_40_84 | HDR-01ZZZZ | HE | HDR | 000 | N/A |  | X | X | X | X | [18 empty] | X | [56 empty] | X | X | X | X | X | X |  | X
3 | 01 | 03 | 04 | 03 | 03 | 01 |  |  | 3.01.03.04.03.03.01 | Hydronic Boilers | 7 | 3010304030301000 | pcs |  | Pr_60_60_08 | HBL-01ZZZZ | HE | HBL | 000 | N/A |  | X | X | X | X | [18 empty] | X | [56 empty] | X | X | X | X | X | X |  | X
3 | 01 | 03 | 04 | 03 | 03 | 02 |  |  | 3.01.03.04.03.03.02 | Hydronic Expansion Tanks | 7 | 3010304030302000 | pcs |  | Pr_60_50_96 | HTK-01ZZZZ | HE | HTK | 000 | N/A |  | X | X | X | X | [18 empty] | X | [56 empty] | X | X | X | X | X | X |  | X
3 | 01 | 03 | 04 | 03 | 03 | 03 |  |  | 3.01.03.04.03.03.03 | Hydronic Pumps | 7 | 3010304030303000 | pcs |  | Pr_70_60_37 | HPM-01ZZZZ | HE | HPM | 000 | N/A |  | X | X | X | X | [18 empty] | X | [56 empty] | X | X | X | X | X | X |  | X
3 | 01 | 03 | 04 | 03 | 04 |  |  |  | 3.01.03.04.03.04 | Filters | 6 | 3010304030400000 | pcs |  | Pr_65_57_02 | FLT-01ZZZZ | HE | FLT | 000 | N/A |  | X | X | X | X | [18 empty] | X | [56 empty] | X | X | X | X | X | X |  | X
Level 1: 3; Level 2: 01; Level 3: 03; Level 4: 04; Level 5: 04 | 3.01.03.04.04 | Ventilation equipment | 5 | 3010304040000000 |  |  | Pr_60_65_03 | AHU-00ZZZZ | ME | AHU | 000 | N/A |  | X | X | X | X | [18 empty] | X | [56 empty] | X | X | X | X | X | X |  | X
3 | 01 | 03 | 04 | 04 | 01 |  |  |  | 3.01.03.04.04.01 | Ventilation Supply Air Equipment | 6 | 3010304040100000 | pcs |  | Pr_60_65_03 | AHU-01ZZZZ | ME | AHU | 000 | N/A |  | X | X | X | X | [18 empty] | X | [56 empty] | X | X | X | X | X | X |  | X
3 | 01 | 03 | 04 | 04 | 02 |  |  |  | 3.01.03.04.04.02 | Variable Air Volume (VAV) Control Boxes | 6 | 3010304040200000 | pcs |  | Pr_65_65_24_93 | VAV-01ZZZZ | ME | VAV | 000 | N/A |  | X | X | X | X | [18 empty] | X | [56 empty] | X | X | X | X | X | X |  | X
3 | 01 | 03 | 04 | 04 | 03 |  |  |  | 3.01.03.04.04.03 | Ventilation Equipment Drip Pans / Trays | 6 | 3010304040300000 | pcs |  | Pr_30_59_29_15 | EQT-01ZZZZ | ME | EQT | 000 | N/A |  | X | X | X | X | [18 empty] | X | [56 empty] | X | X | X | X | X | X |  | X
3 | 01 | 03 | 04 | 04 | 04 |  |  |  | 3.01.03.04.04.04 | Ventilation Condensation Piping | 6 | 3010304040400000 | m |  | Pr_65_52_63 | PIP-08ZZZZ | ME | PIP | 000 | N/A |  | X | X | X | X | [18 empty] | X | [56 empty] | X | X | X | X | X | X |  | X
3 | 01 | 03 | 04 | 03 | 05 |  |  |  | 3.01.03.04.03.05 | Filters | 6 | 3010304030500000 | pcs |  | Pr_65_57_02 | FLT-02ZZZZ | ME | FLT | 000 | 4019 |  | X | X | X | X | [18 empty] | X | [56 empty] | X | X | X | X | X | X |  | X
Level 1: 3; Level 2: 01; Level 3: 03; Level 4: 04; Level 5: 05 | 3.01.03.04.05 | Cooling equipment | 5 | 3010304050000000 |  |  | Pr_70_65_03 | COS-00ZZZZ | CL | COS | 000 | N/A |  | X | X | X | X | [18 empty] | X | [56 empty] | X | X | X | X | X | X |  | X
3 | 01 | 03 | 04 | 05 | 01 |  |  |  | 3.01.03.04.05.01 | Cooling System Equipment | 6 | 3010304050100000 | pcs |  | Pr_70_65_03 | COS-01ZZZZ | CL | COS | 000 | 4010 |  | X | X | X | X | [18 empty] | X | [56 empty] | X | X | X | X | X | X |  | X
3 | 01 | 03 | 04 | 05 | 02 |  |  |  | 3.01.03.04.05.02 | Room Air Conditioners | 6 | 3010304050200000 | pcs |  | Pr_60_65_03 | ACN-01ZZZZ | CL | ACN | 000 | N/A |  | X | X | X | X | [18 empty] | X | [56 empty] | X | X | X | X | X | X |  | X
3 | 01 | 03 | 04 | 05 | 03 |  |  |  | 3.01.03.04.05.03 | Hydronic distribution | 6 | 3010304050300000 | pcs |  | Ss_60_40_84 | HDR-02ZZZZ | HE | HDR | 000 | N/A |  | X | X | X | X | [18 empty] | X | [56 empty] | X | X | X | X | X | X |  | X
3 | 01 | 03 | 04 | 05 | 03 | 01 |  |  | 3.01.03.04.05.03.01 | Hydronic Boilers | 7 | 3010304050301000 | pcs |  | Pr_60_60_08 | BLR-02ZZZZ | CL | BLR | 000 | N/A |  | X | X | X | X | [18 empty] | X | [56 empty] | X | X | X | X | X | X |  | X
3 | 01 | 03 | 04 | 05 | 03 | 02 |  |  | 3.01.03.04.05.03.02 | Hydronic Expansion Tanks | 7 | 3010304050302000 | pcs |  | Pr_60_50_96 | HTK-02ZZZZ | CL | HTK | 000 | N/A |  | X | X | X | X | [18 empty] | X | [56 empty] | X | X | X | X | X | X |  | X
3 | 01 | 03 | 04 | 05 | 03 | 03 |  |  | 3.01.03.04.05.03.03 | Hydronic Pumps | 7 | 3010304050303000 | pcs |  | Pr_70_60_37 | HPM-02ZZZZ | CL | HPM | 000 | N/A |  | X | X | X | X | [18 empty] | X | [56 empty] | X | X | X | X | X | X |  | X
3 | 01 | 03 | 04 | 05 | 04 |  |  |  | 3.01.03.04.05.04 | Filters | 6 | 3010304050400000 | pcs |  | Pr_65_57_02 | FLT-03ZZZZ | CL | FLT | 000 | N/A |  | X | X | X | X | [18 empty] | X | [56 empty] | X | X | X | X | X | X |  | X
Level 1: 3; Level 2: 01; Level 3: 03; Level 4: 04; Level 5: 06 | 3.01.03.04.06 | Water supply and Sewage equipment (internal) | 5 | 3010304060000000 | [9 empty] | X | X | X | X | [18 empty] | X | [56 empty] | X | X | X | X | X | X |  | X
3 | 01 | 03 | 04 | 06 | 01 |  |  |  | 3.01.03.04.06.01 | Water Supply Equipment | 6 | 3010304060100000 | pcs |  | Ss_55_70_95 | WSE-00ZZZZ | IW | WSE | 000 | N/A |  | X | X | X | X | [18 empty] | X | [56 empty] | X | X | X | X | X | X |  | X
3 | 01 | 03 | 04 | 06 | 01 | 01 |  |  | 3.01.03.04.06.01.01 | Facility Potable-Water Storage Tanks | 7 | 3010304060101000 | pcs |  | Pr_60_50_96 | TNK-02ZZZZ | IW | TNK | 000 | N/A |  | X | X | X | X | [18 empty] | X | [56 empty] | X | X | X | X | X | X |  | X
3 | 01 | 03 | 04 | 06 | 01 | 02 |  |  | 3.01.03.04.06.01.02 | Domestic Water Equipment | 7 | 3010304060102000 | set |  | Ss_55_70_95 | WSE-01ZZZZ | IW | WSE | 000 | N/A |  | X | X | X | X | [18 empty] | X | [56 empty] | X | X | X | X | X | X |  | X
3 | 01 | 03 | 04 | 03 | 01 | 03 |  |  | 3.01.03.04.03.01.03 | Filters | 7 | 3010304030103000 | pcs |  | Pr_65_57_02 | FLT-04ZZZZ | IW | FLT | 000 | N/A |  | X | X | X | X | [18 empty] | X | [56 empty] | X | X | X | X | X | X |  | X
3 | 01 | 03 | 04 | 06 | 02 |  |  |  | 3.01.03.04.06.02 | Sewage Equipment | 6 | 3010304060200000 |  |  | Pr_70_55_76 | SSE-00ZZZZ | IW | SSE | 000 | N/A |  | X | X | X | X | [18 empty] | X | [56 empty] | X | X | X | X | X | X |  | X
3 | 01 | 03 | 04 | 06 | 02 | 01 |  |  | 3.01.03.04.06.02.01 | Sanitary Sewage Equipment | 7 | 3010304060201000 | set |  | Pr_70_55_76 | SSE-01ZZZZ | IW | SSE | 000 | N/A |  | X | X | X | X | [18 empty] | X | [56 empty] | X | X | X | X | X | X |  | X
3 | 01 | 03 | 04 | 06 | 02 | 02 |  |  | 3.01.03.04.06.02.02 | Booster Pumps | 7 | 3010304060202000 | pcs |  | Pr_70_55_76_62 | PMP-02ZZZZ | IW | PMP | 000 | N/A |  | X | X | X | X | [18 empty] | X | [56 empty] | X | X | X | X | X | X |  | X
3 | 01 | 03 | 04 | 06 | 02 | 03 |  |  | 3.01.03.04.06.02.03 | Filters | 7 | 3010304060203000 | pcs |  | Pr_65_57_02 | FLT-05ZZZZ | IW | FLT | 000 | N/A |  | X | X | X | X | [18 empty] | X | [56 empty] | X | X | X | X | X | X |  | X
Level 1: 3; Level 2: 01; Level 3: 03; Level 4: 05 | 3.01.03.05 | MEP (Mechanical, Electrical, Plumbing) Systems | 4 | 3010305000000000 | [9 empty] | X | X | X | X | [18 empty] | X | [56 empty] | X | X | X | X | X | X |  | X
Level 1: 3; Level 2: 01; Level 3: 03; Level 4: 05; Level 5: 01 | 3.01.03.05.01 | HVAC Systems (internal) | 5 | 3010305010000000 | [9 empty] | X | X | X | X | [18 empty] | X | [56 empty] | X | X | X | X | X | X |  | X
3 | 01 | 03 | 05 | 01 | 01 |  |  |  | 3.01.03.05.01.01 | Heating | 6 | 3010305010100000 |  |  | Pr_60_60_38 | HES-02ZZZZ | HE | HES | 000 | N/A |  | X | X | X | X | [18 empty] | X | [56 empty] | X | X | X | X | X | X |  | X
3 | 01 | 03 | 05 | 01 | 01 | 01 |  |  | 3.01.03.05.01.01.01 | Heating Piping | 7 | 3010305010101000 | m |  | Pr_65_52_63 | PIP-09ZZZZ | HE | PIP | 000 | N/A |  | X | X | X | X | [18 empty] | X | [56 empty] | X | X | X | X | X | X |  | X
3 | 01 | 03 | 05 | 01 | 01 | 02 |  |  | 3.01.03.05.01.01.02 | Heating Fittings / Elbows / Tees | 7 | 3010305010102000 | pcs |  | Pr_65_52_63 | PFT-06ZZZZ | HE | PFT | 000 | N/A |  | X | X | X | X | [18 empty] | X | [56 empty] | X | X | X | X | X | X |  | X
3 | 01 | 03 | 05 | 01 | 01 | 03 |  |  | 3.01.03.05.01.01.03 | Heating Valves and Taps | 7 | 3010305010103000 | pcs |  | Pr_65_54_94 | VAL-04ZZZZ | HE | VAL | 000 | N/A |  | X | X | X | X | [18 empty] | X | [56 empty] | X | X | X | X | X | X |  | X
3 | 01 | 03 | 05 | 01 | 01 | 04 |  |  | 3.01.03.05.01.01.04 | Heating Supports | 7 | 3010305010104000 | pcs |  | Pr_80_77_27_24 | SPT-01ZZZZ | HE | SPT | 000 | N/A |  | X | X | X | X | [18 empty] | X | [56 empty] | X | X | X | X | X | X |  | X
3 | 01 | 03 | 05 | 01 | 01 | 05 |  |  | 3.01.03.05.01.01.05 | Heating Pipe Insulation | 7 | 3010305010105000 | m |  | Pr_80_77_76 | INS-02ZZZZ | HE | INS | 000 | N/A |  | X | X | X | X | [18 empty] | X | [56 empty] | X | X | X | X | X | X |  | X
3 | 01 | 03 | 05 | 01 | 02 |  |  |  | 3.01.03.05.01.02 | Ventilation | 6 | 3010305010200000 |  |  | Ss_65_40 | MES-01ZZZZ | ME | MES | 000 | N/A |  | X | X | X | X | [18 empty] | X | [56 empty] | X | X | X | X | X | X |  | X
3 | 01 | 03 | 05 | 01 | 02 | 01 |  |  | 3.01.03.05.01.02.01 | Ventilation Supply Air | 7 | 3010305010201000 | m |  | Pr_65_65_25 | DUC-00ZZZZ | ME | DUC | 000 | N/A |  | X | X | X | X | [18 empty] | X | [56 empty] | X | X | X | X | X | X |  | X
3 | 01 | 03 | 05 | 01 | 02 | 01 | 01 |  | 3.01.03.05.01.02.01.01 | Ventilation Supply Air Duct | 8 | 3010305010201010 | m |  | Pr_65_65_25 | DUC-01ZZZZ | ME | DUC | 000 | N/A |  | X | X | X | X | [18 empty] | X | [56 empty] | X | X | X | X | X | X |  | X
3 | 01 | 03 | 05 | 01 | 02 | 01 | 02 |  | 3.01.03.05.01.02.01.02 | Ventilation Supply Air Duct Branches | 8 | 3010305010201020 | m |  | Pr_65_65_25 | DBR-01ZZZZ | ME | DBR | 000 | N/A |  | X | X | X | X | [18 empty] | X | [56 empty] | X | X | X | X | X | X |  | X
3 | 01 | 03 | 05 | 01 | 02 | 01 | 03 |  | 3.01.03.05.01.02.01.03 | Ventilation Supply Air Supports | 8 | 3010305010201030 | m |  | Pr_80_77_27_24 | SUP-01ZZZZ | ME | SUP | 000 | N/A |  | X | X | X | X | [18 empty] | X | [56 empty] | X | X | X | X | X | X |  | X
3 | 01 | 03 | 05 | 01 | 02 | 02 |  |  | 3.01.03.05.01.02.02 | Ventilation Return Air | 7 | 3010305010202000 | set |  | Pr_65_65_25 | DUC-10ZZZZ | ME | DUC | 000 | N/A |  | X | X | X | X | [18 empty] | X | [56 empty] | X | X | X | X | X | X |  | X
3 | 01 | 03 | 05 | 01 | 02 | 02 | 01 |  | 3.01.03.05.01.02.02.01 | Ventilation Return Air Duct | 8 | 3010305010202010 | m |  | Pr_65_65_25 | DUC-11ZZZZ | ME | DUC | 000 | N/A |  | X | X | X | X | [18 empty] | X | [56 empty] | X | X | X | X | X | X |  | X
3 | 01 | 03 | 05 | 01 | 02 | 02 | 02 |  | 3.01.03.05.01.02.02.02 | Ventilation Return Air Duct Mains | 8 | 3010305010202020 | m |  | Pr_65_65_25 | DBR-02ZZZZ | ME | DBR | 000 | N/A |  | X | X | X | X | [18 empty] | X | [56 empty] | X | X | X | X | X | X |  | X
3 | 01 | 03 | 05 | 01 | 02 | 02 | 03 |  | 3.01.03.05.01.02.02.03 | Ventilation Return Air Supports | 8 | 3010305010202030 | m |  | Pr_80_77_27_24 | SUP-02ZZZZ | ME | SUP | 000 | N/A |  | X | X | X | X | [18 empty] | X | [56 empty] | X | X | X | X | X | X |  | X
3 | 01 | 03 | 05 | 01 | 02 | 03 |  |  | 3.01.03.05.01.02.03 | Ventilation Outside Air | 7 | 3010305010203000 | set |  | Pr_65_65_25 | DUC-20ZZZZ | ME | DUC | 000 | N/A |  | X | X | X | X | [18 empty] | X | [56 empty] | X | X | X | X | X | X |  | X
3 | 01 | 03 | 05 | 01 | 02 | 03 | 01 |  | 3.01.03.05.01.02.03.01 | Ventilation Outside Air Duct | 8 | 3010305010203010 | m |  | Pr_65_65_25 | DUC-21ZZZZ | ME | DUC | 000 | N/A |  | X | X | X | X | [18 empty] | X | [56 empty] | X | X | X | X | X | X |  | X
3 | 01 | 03 | 05 | 01 | 02 | 03 | 02 |  | 3.01.03.05.01.02.03.02 | Ventilation Outside Air Duct Mains | 8 | 3010305010203020 | m |  | Pr_65_65_25 | DBR-03ZZZZ | ME | DBR | 000 | N/A |  | X | X | X | X | [18 empty] | X | [56 empty] | X | X | X | X | X | X |  | X
3 | 01 | 03 | 05 | 01 | 02 | 03 | 03 |  | 3.01.03.05.01.02.03.03 | Ventilation Outside Air Supports | 8 | 3010305010203030 | m |  | Pr_80_77_27_24 | SUP-03ZZZZ | ME | SUP | 000 | N/A |  | X | X | X | X | [18 empty] | X | [56 empty] | X | X | X | X | X | X |  | X
3 | 01 | 03 | 05 | 01 | 02 | 03 | 04 |  | 3.01.03.05.01.02.03.04 | Outside Air Duct Flanges | 8 | 3010305010203040 | pcs |  | Pr_65_65_25 | DFL-01ZZZZ | ME | DFL | 000 | N/A |  | X | X | X | X | [18 empty] | X | [56 empty] | X | X | X | X | X | X |  | X
3 | 01 | 03 | 05 | 01 | 02 | 03 | 05 |  | 3.01.03.05.01.02.03.05 | Ventilation Duct Insulation | 8 | 3010305010203050 | m |  | Pr_80_77_76 | DIN-01ZZZZ | ME | DIN | 000 | N/A |  | X | X | X | X | [18 empty] | X | [56 empty] | X | X | X | X | X | X |  | X
3 | 01 | 03 | 05 | 01 | 02 | 04 |  |  | 3.01.03.05.01.02.04 | Ventilation Exhaust Air | 7 | 3010305010204000 | set |  | Pr_65_65_25 | DUC-30ZZZZ | ME | DUC | 000 | N/A |  | X | X | X | X | [18 empty] | X | [56 empty] | X | X | X | X | X | X |  | X
3 | 01 | 03 | 05 | 01 | 02 | 04 | 01 |  | 3.01.03.05.01.02.04.01 | Ventilation Exhaust Air Duct | 8 | 3010305010204010 | m |  | Pr_65_65_25 | DUC-31ZZZZ | ME | DUC | 000 | N/A |  | X | X | X | X | [18 empty] | X | [56 empty] | X | X | X | X | X | X |  | X
3 | 01 | 03 | 05 | 01 | 02 | 04 | 02 |  | 3.01.03.05.01.02.04.02 | Ventilation Exhaust Air Supports | 8 | 3010305010204020 | m |  | Pr_65_65_25 | SUP-04ZZZZ | ME | SUP | 000 | N/A |  | X | X | X | X | [18 empty] | X | [56 empty] | X | X | X | X | X | X |  | X
3 | 01 | 03 | 05 | 01 | 02 | 04 | 03 |  | 3.01.03.05.01.02.04.03 | Exhaust Air Duct Flanges | 8 | 3010305010204030 | pcs |  | Pr_65_65_25 | DFL-02ZZZZ | ME | DFL | 000 | N/A |  | X | X | X | X | [18 empty] | X | [56 empty] | X | X | X | X | X | X |  | X
3 | 01 | 03 | 05 | 01 | 02 | 05 |  |  | 3.01.03.05.01.02.05 | Grilles and Dampers | 7 | 3010305010205000 | pcs |  | Pr_30_59_96 | FLD-01ZZZZ | ME | FLD | 000 | N/A |  | X | X | X | X | [18 empty] | X | [56 empty] | X | X | X | X | X | X |  | X
3 | 01 | 03 | 05 | 01 | 02 | 05 | 01 |  | 3.01.03.05.01.02.05.01 | Fire Dampers | 8 | 3010305010205010 | pcs |  | Pr_65_65_24_30 | FID-01ZZZZ | ME | FID | 000 | N/A |  | X | X | X | X | [18 empty] | X | [56 empty] | X | X | X | X | X | X |  | X
3 | 01 | 03 | 05 | 01 | 02 | 05 | 02 |  | 3.01.03.05.01.02.05.02 | Grilles | 8 | 3010305010205020 | pcs |  | Pr_25_96_35 | GRL-01ZZZZ | ME | GRL | 000 | N/A |  | X | X | X | X | [18 empty] | X | [56 empty] | X | X | X | X | X | X |  | X
3 | 01 | 03 | 05 | 01 | 02 | 06 |  |  | 3.01.03.05.01.02.06 | Aspiration Systems | 7 | 3010305010206000 | m |  | Ss_75_50_28_05 | DUC-40ZZZZ | ME | DUC | 000 | N/A |  | X | X | X | X | [18 empty] | X | [56 empty] | X | X | X | X | X | X |  | X
3 | 01 | 03 | 05 | 01 | 02 | 06 | 01 |  | 3.01.03.05.01.02.06.01 | Aspiration Duct | 8 | 3010305010206010 | m |  | Pr_65_65_25 | DUC-41ZZZZ | ME | DUC | 000 | N/A |  | X | X | X | X | [18 empty] | X | [56 empty] | X | X | X | X | X | X |  | X
3 | 01 | 03 | 05 | 01 | 02 | 06 | 02 |  | 3.01.03.05.01.02.06.02 | Aspiration Duct Mains | 8 | 3010305010206020 | m |  | Pr_65_65_25 | DMN-01ZZZZ | ME | DMN | 000 | N/A |  | X | X | X | X | [18 empty] | X | [56 empty] | X | X | X | X | X | X |  | X
3 | 01 | 03 | 05 | 01 | 02 | 06 | 03 |  | 3.01.03.05.01.02.06.03 | Aspiration Supports | 8 | 3010305010206030 | m |  | Pr_80_77_27_24 | SUP-05ZZZZ | ME | SUP | 000 | N/A |  | X | X | X | X | [18 empty] | X | [56 empty] | X | X | X | X | X | X |  | X
3 | 01 | 03 | 05 | 01 | 02 | 07 |  |  | 3.01.03.05.01.02.07 | Ventilation Duct Insulation | 7 | 3010305010207000 | m |  | Pr_80_77_76 | DIN-02ZZZZ | ME | DIN | 000 | N/A |  | X | X | X | X | [18 empty] | X | [56 empty] | X | X | X | X | X | X |  | X
3 | 01 | 03 | 05 | 01 | 03 |  |  |  | 3.01.03.05.01.03 | Air conditioning | 6 | 3010305010300000 |  |  | Pr_70_65_03 | ARS-01ZZZZ | ME | ARS | 000 | N/A |  | X | X | X | X | [18 empty] | X | [56 empty] | X | X | X | X | X | X |  | X
3 | 01 | 03 | 05 | 01 | 03 | 01 |  |  | 3.01.03.05.01.03.01 | Air conditioning Piping | 7 | 3010305010301000 | m |  | Pr_65_52_63 | PIP-10ZZZZ | ME | PIP | 000 | N/A |  | X | X | X | X | [18 empty] | X | [56 empty] | X | X | X | X | X | X |  | X
3 | 01 | 03 | 05 | 01 | 03 | 02 |  |  | 3.01.03.05.01.03.02 | Air conditioning Fittings / Elbows / Tees | 7 | 3010305010302000 | pcs |  | Pr_65_52_63 | PFT-07ZZZZ | ME | PFT | 000 | N/A |  | X | X | X | X | [18 empty] | X | [56 empty] | X | X | X | X | X | X |  | X
3 | 01 | 03 | 05 | 01 | 03 | 03 |  |  | 3.01.03.05.01.03.03 | Air conditioning Valves and Taps | 7 | 3010305010303000 | pcs |  | Pr_65_54_93 | VAL-05ZZZZ | ME | VAL | 000 | N/A |  | X | X | X | X | [18 empty] | X | [56 empty] | X | X | X | X | X | X |  | X
3 | 01 | 03 | 05 | 01 | 03 | 04 |  |  | 3.01.03.05.01.03.04 | Air conditioning Supports | 7 | 3010305010304000 | m |  | Pr_80_77_27_24 | SUP-06ZZZZ | ME | SUP | 000 | N/A |  | X | X | X | X | [18 empty] | X | [56 empty] | X | X | X | X | X | X |  | X
3 | 01 | 03 | 05 | 01 | 03 | 05 |  |  | 3.01.03.05.01.03.05 | Additional Hydronic Piping Components | 7 | 3010305010305000 | m |  | Pr_65_52_63 | HYP-01ZZZZ | ME | HYP | 000 | N/A |  | X | X | X | X | [18 empty] | X | [56 empty] | X | X | X | X | X | X |  | X
3 | 01 | 03 | 05 | 01 | 03 | 06 |  |  | 3.01.03.05.01.03.06 | Anticondensation Insulation | 7 | 3010305010306000 | m |  | Pr_80_77_76 | AIN-01ZZZZ | ME | AIN | 000 | N/A |  | X | X | X | X | [18 empty] | X | [56 empty] | X | X | X | X | X | X |  | X
3 | 01 | 03 | 05 | 01 | 03 | 07 |  |  | 3.01.03.05.01.03.07 | Grilles and Dampers | 7 | 3010305010307000 | pcs |  | Pr_65_65_24_15 | FLD-02ZZZZ | ME | FLD | 000 | N/A |  | X | X | X | X | [18 empty] | X | [56 empty] | X | X | X | X | X | X |  | X
3 | 01 | 03 | 05 | 01 | 03 | 07 | 01 |  | 3.01.03.05.01.03.07.01 | Fire Dampers | 8 | 3010305010307010 | pcs |  | Pr_65_65_24_30 | FID-02ZZZZ | ME | FID | 000 | N/A |  | X | X | X | X | [18 empty] | X | [56 empty] | X | X | X | X | X | X |  | X
3 | 01 | 03 | 05 | 01 | 03 | 07 | 02 |  | 3.01.03.05.01.03.07.02 | Grilles | 8 | 3010305010307020 | pcs |  | Pr_25_96_35 | GRL-02ZZZZ | ME | GRL | 000 | N/A |  | X | X | X | X | [18 empty] | X | [56 empty] | X | X | X | X | X | X |  | X
3 | 01 | 03 | 05 | 01 | 02 | 08 |  |  | 3.01.03.05.01.02.08 | Air conditioning Pipe Insulation | 7 | 3010305010208000 | m |  | Pr_80_77_76 | INS-03ZZZZ | ME | INS | 000 | N/A |  | X | X | X | X |  |  |  |  | X | [13 empty] | X | [56 empty] | X | X | X | X | X | X |  | X
Level 1: 3; Level 2: 01; Level 3: 03; Level 4: 05; Level 5: 02 | 3.01.03.05.02 | Electricity Supply and Earthing Systems (internal) | 5 | 3010305020000000 | [9 empty] | X | X | X | X |  |  |  |  | ? | [13 empty] | X | [56 empty] | X | X | X | X | X | X |  | X
3 | 01 | 03 | 05 | 02 | 01 |  |  |  | 3.01.03.05.02.01 | High Voltage (internal) | 6 | 3010305020100000 |  |  | Ss_70_30_35_35 | HVT-01ZZZZ | LV | HVT | 000 | N/A |  | X | X | X | X |  |  |  |  | ? | [13 empty] | X | [56 empty] | X | X | X | X | X | X |  | X
3 | 01 | 03 | 05 | 02 | 01 | 01 |  |  | 3.01.03.05.02.01.01 | Cables and Cable Routing | 7 | 3010305020101000 | m |  | Pr_65_70_36 | CBL-00ZZZZ | LV | CBL | 000 | N/A |  | X | X | X | X |  |  |  |  | ? | [13 empty] | X | [56 empty] | X | X | X | X | X | X |  | X
3 | 01 | 03 | 05 | 02 | 01 | 01 | 01 |  | 3.01.03.05.02.01.01.01 | Cables | 8 | 3010305020101010 | m |  | Pr_65_70_36 | CBL-01ZZZZ | LV | CBL | 000 | N/A |  | X | X | X | X |  |  |  |  | ? | [13 empty] | X | [56 empty] | X | X | X | X | X | X |  | X
3 | 01 | 03 | 05 | 02 | 01 | 01 | 02 |  | 3.01.03.05.02.01.01.02 | Cable Trays | 8 | 3010305020101020 | m |  | Pr_65_70_11_17 | CTR-01ZZZZ | LV | CTR | 000 | N/A |  | X | X | X | X |  |  |  |  | ? | [13 empty] | X | [56 empty] | X | X | X | X | X | X |  | X
3 | 01 | 03 | 05 | 02 | 01 | 01 | 03 |  | 3.01.03.05.02.01.01.03 | Cable Tray Supports | 8 | 3010305020101030 | pcs |  | Pr_65_70_11_19 | SUP-07ZZZZ | LV | SUP | 000 | N/A |  | X | X | X | X |  |  |  |  | ? | [13 empty] | X | [56 empty] | X | X | X | X | X | X |  | X
3 | 01 | 03 | 05 | 02 | 01 | 01 | 04 |  | 3.01.03.05.02.01.01.04 | Cable Ducts | 8 | 3010305020101040 | m |  | Pr_65_52_61_65 | DCT-01ZZZZ | LV | DCT | 000 | N/A |  | X | X | X | X |  |  |  |  | ? | [13 empty] | X | [56 empty] | X | X | X | X | X | X |  | X
3 | 01 | 03 | 05 | 02 | 01 | 01 | 05 |  | 3.01.03.05.02.01.01.05 | Cable Duct Supports | 8 | 3010305020101050 | pcs |  | Pr_80_77_27_24 | SUP-08ZZZZ | LV | SUP | 000 | N/A |  | X | X | X | X |  |  |  |  | ? | [13 empty] | X | [56 empty] | X | X | X | X | X | X |  | X
3 | 01 | 03 | 05 | 02 | 01 | 02 |  |  | 3.01.03.05.02.01.02 | High-power Equipment | 7 | 3010305020102000 | pcs |  | Pr_60_70_34 | HPE-01ZZZZ | LV | HPE | 000 | N/A |  | X | X | X | X |  |  |  |  | ? | [13 empty] | X | [56 empty] | X | X | X | X | X | X |  | X
3 | 01 | 03 | 05 | 02 | 01 | 02 | 01 |  | 3.01.03.05.02.01.02.01 | Converter | 8 | 3010305020102010 | pcs |  | Pr_75_75_90 | CNR-01ZZZZ | LV | CNR | 000 | N/A |  | X | X | X | X |  |  |  |  | ? | [13 empty] | X | [56 empty] | X | X | X | X | X | X |  | X
3 | 01 | 03 | 05 | 02 | 01 | 02 | 02 |  | 3.01.03.05.02.01.02.02 | Generators | 8 | 3010305020102020 | pcs |  | Pr_60_70_65 | GNR-01ZZZZ | LV | GNR | 000 | N/A |  | X | X | X | X |  |  |  |  | X | [13 empty] | X | [56 empty] | X | X | X | X | X | X |  | X
3 | 01 | 03 | 05 | 02 | 02 |  |  |  | 3.01.03.05.02.02 | Low Voltage (internal) | 6 | 3010305020200000 |  |  | Ss_70_30_45 | LVT-01ZZZZ | LV | LVT | 000 | N/A |  | X | X | X | X | [18 empty] | X | [56 empty] | X | X | X | X | X | X |  | X
3 | 01 | 03 | 05 | 02 | 02 | 01 |  |  | 3.01.03.05.02.02.01 | Heating cables | 7 | 3010305020201000 | m |  | Pr_65_70_48 | CBL-10ZZZZ | LV | CBL | 000 | N/A |  | X | X | X | X | [18 empty] | X | [56 empty] | X | X | X | X | X | X |  | X
3 | 01 | 03 | 05 | 02 | 02 | 01 | 01 |  | 3.01.03.05.02.02.01.01 | Heating cables for pipes | 8 | 3010305020201010 | m |  | Pr_65_70_48 | CBL-11ZZZZ | LV | CBL | 000 | N/A |  | X | X | X | X |  |  |  |  | X | [13 empty] | X | [56 empty] | X | X | X | X | X | X |  | X
3 | 01 | 03 | 05 | 02 | 02 | 02 |  |  | 3.01.03.05.02.02.02 | Lighting System | 7 | 3010305020202000 | set |  | Ss_70_80 | LGS-01ZZZZ | LV | LGS | 000 | N/A |  | X | X | X | X |  |  |  |  | X | [13 empty] | X | [56 empty] | X | X | X | X | X | X |  | X
3 | 01 | 03 | 05 | 02 | 02 | 02 | 01 |  | 3.01.03.05.02.02.02.01 | Lighting Fixtures | 8 | 3010305020202010 | pcs |  | Pr_70_70_46 | LFX-01ZZZZ | LV | LFX | 000 | N/A |  | X | X | X | X |  |  |  |  | X | [13 empty] | X | [56 empty] | X | X | X | X | X | X |  | X
3 | 01 | 03 | 05 | 02 | 02 | 02 | 02 |  | 3.01.03.05.02.02.02.02 | Branch Wiring for Lighting | 8 | 3010305020202020 | m |  | Pr_70_70_47 | WRL-01ZZZZ | LV | WRL | 000 | N/A |  | X | X | X | X |  |  |  |  | X | [13 empty] | X | [56 empty] | X | X | X | X | X | X |  | X
3 | 01 | 03 | 05 | 02 | 02 | 02 | 03 |  | 3.01.03.05.02.02.02.03 | Lighting Controls | 8 | 3010305020202030 | pcs |  | Pr_65_72_97_46 | LSW-01ZZZZ | LV | LSW | 000 | N/A |  | X | X | X | X |  |  |  |  | X | [13 empty] | X | [56 empty] | X | X | X | X | X | X |  | X
3 | 01 | 03 | 05 | 02 | 02 | 02 | 04 |  | 3.01.03.05.02.02.02.04 | Emergency / Exit Signs | 8 | 3010305020202040 | pcs |  | Pr_70_70_48_25 | EMY-01ZZZZ | LV | EMY | 000 | N/A |  | X | X | X | X |  |  |  |  | X | [13 empty] | X | [56 empty] | X | X | X | X | X | X |  | X
3 | 01 | 03 | 05 | 02 | 02 | 02 | 05 |  | 3.01.03.05.02.02.02.05 | Emergency Lighting Fixtures | 8 | 3010305020202050 | pcs |  | Pr_70_70_48_25 | ELF-01ZZZZ | LV | ELF | 000 | N/A |  | X | X | X | X |  |  |  |  | X | [13 empty] | X | [56 empty] | X | X | X | X | X | X |  | X
3 | 01 | 03 | 05 | 02 | 02 | 02 | 06 |  | 3.01.03.05.02.02.02.06 | Lighting Sensors | 8 | 3010305020202060 | pcs |  | Pr_75_50_76 | SDT-01ZZZZ | LV | SDT | 000 | N/A |  | X | X | X | X |  |  |  |  | X | [13 empty] | X | [56 empty] | X | X | X | X | X | X |  | X
3 | 01 | 03 | 05 | 02 | 02 | 03 |  |  | 3.01.03.05.02.02.03 | Power System | 7 | 3010305020203000 | set |  | Ss_85_50_65 | PWS-01ZZZZ | LV | PWS | 000 | N/A |  | X | X | X | X |  |  |  |  | X | [13 empty] | X | [56 empty] | X | X | X | X | X | X |  | X
3 | 01 | 03 | 05 | 02 | 02 | 03 | 01 |  | 3.01.03.05.02.02.03.01 | Branch Wiring for Power System | 8 | 3010305020203010 | m |  | Ss_70_30 | WRP-01ZZZZ | LV | WRP | 000 | N/A |  | X | X | X | X |  |  |  |  | X | [13 empty] | X | [56 empty] | X | X | X | X | X | X |  | X
3 | 01 | 03 | 05 | 02 | 02 | 03 | 01 |  | 3.01.03.05.02.02.03.01 | Fuses | 8 | 3010305020203010 | pcs |  | Pr_65_72_27_47 | FUS-01ZZZZ | LV | FUS | 000 | N/A |  | X | X | X | X |  |  |  |  | X | [13 empty] | X | [56 empty] | X | X | X | X | X | X |  | X
3 | 01 | 03 | 05 | 02 | 02 | 03 | 02 |  | 3.01.03.05.02.02.03.02 | Circuit Breakers | 8 | 3010305020203020 | pcs |  | Pr_65_72_27_48 | CBR-01ZZZZ | LV | CBR | 000 | N/A |  | X | X | X | X |  |  |  |  | X | [13 empty] | X | [56 empty] | X | X | X | X | X | X |  | X
3 | 01 | 03 | 05 | 02 | 02 | 03 | 03 |  | 3.01.03.05.02.02.03.03 | Terminals | 8 | 3010305020203030 | set |  | Ss_70_30_25_25 | TER-01ZZZZ | LV | TER | 000 | N/A |  | X | X | X | X |  |  |  |  | X | [13 empty] | X | [56 empty] | X | X | X | X | X | X |  | X
3 | 01 | 03 | 05 | 02 | 02 | 03 | 04 |  | 3.01.03.05.02.02.03.04 | Switch Disconnector | 8 | 3010305020203040 | pcs |  | Pr_60_70_22 | SDC-01ZZZZ | LV | SDC | 000 | N/A |  | X | X | X | X |  |  |  |  | X | [13 empty] | X | [56 empty] | X | X | X | X | X | X |  | X
3 | 01 | 03 | 05 | 02 | 02 | 03 | 05 |  | 3.01.03.05.02.02.03.05 | Earthing Terminals | 8 | 3010305020203050 | set |  | Ss_70_30_25_25 | LPG-01ZZZZ | LV | LPG | 000 | N/A |  | X | X | X | X |  |  |  |  | X | [13 empty] | X | [56 empty] | X | X | X | X | X | X |  | X
3 | 01 | 03 | 05 | 02 | 02 | 03 | 06 |  | 3.01.03.05.02.02.03.06 | Sockets | 8 | 3010305020203060 | pcs |  | Pr_65_72_97_84 | SCK-01ZZZZ | LV | SCK | 000 | N/A |  | X | X | X | X | [18 empty] | X | [56 empty] | X | X | X | X | X | X |  | X
3 | 01 | 03 | 05 | 02 | 02 | 04 |  |  | 3.01.03.05.02.02.04 | Cables and Cable Routing | 7 | 3010305020204000 | set |  | Pr_65_70_48 | CBL-20ZZZZ | LV | CBL | 000 | N/A |  | X | X | X | X | [18 empty] | X | [56 empty] | X | X | X | X | X | X |  | X
3 | 01 | 03 | 05 | 02 | 02 | 04 | 01 |  | 3.01.03.05.02.02.04.01 | Cables | 8 | 3010305020204010 | m |  | Pr_65_70_48 | CBL-21ZZZZ | LV | CBL | 000 | N/A |  | X | X | X | X | [18 empty] | X | [56 empty] | X | X | X | X | X | X |  | X
3 | 01 | 03 | 05 | 02 | 02 | 04 | 02 |  | 3.01.03.05.02.02.04.02 | Cable Trays | 8 | 3010305020204020 | m |  | Pr_65_70_11_17 | CTR-02ZZZZ | LV | CTR | 000 | N/A |  | X | X | X | X | [18 empty] | X | [56 empty] | X | X | X | X | X | X |  | X
3 | 01 | 03 | 05 | 02 | 02 | 04 | 03 |  | 3.01.03.05.02.02.04.03 | Cable Tray Supports | 8 | 3010305020204030 | pcs |  | Pr_65_70_11_19 | SUP-09ZZZZ | LV | SUP | 000 | N/A |  | X | X | X | X | [18 empty] | X | [56 empty] | X | X | X | X | X | X |  | X
3 | 01 | 03 | 05 | 02 | 02 | 04 | 04 |  | 3.01.03.05.02.02.04.04 | Cable Ducts | 8 | 3010305020204040 | m |  | Pr_65_70_11_09 | DCT-02ZZZZ | LV | DCT | 000 | N/A |  | X | X | X | X | [18 empty] | X | [56 empty] | X | X | X | X | X | X |  | X
3 | 01 | 03 | 05 | 02 | 02 | 04 | 05 |  | 3.01.03.05.02.02.04.05 | Cable Duct Supports | 8 | 3010305020204050 | pcs |  | Pr_80_77_27_24 | CBL-02ZZZZ | LV | CBL | 000 | N/A |  | X | X | X | X | [18 empty] | X | [56 empty] | X | X | X | X | X | X |  | X
3 | 01 | 03 | 05 | 02 | 02 | 04 | 06 |  | 3.01.03.05.02.02.04.06 | Cable End Caps | 8 | 3010305020204060 | pcs |  | Pr_65_70_48 | CEP-01ZZZZ | LV | CEP | 000 | N/A |  | X | X | X | X | [18 empty] | X | [56 empty] | X | X | X | X | X | X |  | X
3 | 01 | 03 | 05 | 02 | 02 | 04 | 07 |  | 3.01.03.05.02.02.04.07 | Cable Connection Elements | 8 | 3010305020204070 | pcs |  | Pr_65_70_48 | CCE-01ZZZZ | LV | CCE | 000 | N/A |  | X | X | X | X | [18 empty] | X | [56 empty] | X | X | X | X | X | X |  | X
3 | 01 | 03 | 05 | 02 | 02 | 04 | 08 |  | 3.01.03.05.02.02.04.08 | Cable Connection Joints | 8 | 3010305020204080 | pcs |  | Pr_35_90_27 | EXP-08ZZZZ | LV | EXP | 000 | N/A |  | X | X | X | X | [18 empty] | X | [56 empty] | X | X | X | X | X | X |  | X
3 | 01 | 03 | 05 | 02 | 02 | 04 | 09 |  | 3.01.03.05.02.02.04.09 | Connection Terminal Box | 8 | 3010305020204090 | pcs |  | Pr_60_70_22_46 | BOX-02ZZZZ | LV | BOX | 000 | N/A |  | X | X | X | X | [18 empty] | X | [56 empty] | X | X | X | X | X | X |  | X
3 | 01 | 03 | 05 | 02 | 02 | 04 | 10 |  | 3.01.03.05.02.02.04.10 | Cable Channels | 8 | 3010305020204100 | m |  | Ss_37_16_90_11 | CHN-01ZZZZ | LV | CHN | 000 | N/A |  | X | X | X | X | [18 empty] | X | [56 empty] | X | X | X | X | X | X |  | X
3 | 01 | 03 | 05 | 02 | 02 | 04 | 11 |  | 3.01.03.05.02.02.04.11 | Case Pipe | 8 | 3010305020204110 | m |  | Pr_65_70_11_09 | PIP-11ZZZZ | LV | PIP | 000 | N/A |  | X | X | X | X | [18 empty] | X | [56 empty] | X | X | X | X | X | X |  | X
3 | 01 | 03 | 05 | 02 | 02 | 04 | 12 |  | 3.01.03.05.02.02.04.12 | Pipe Connection Elements | 8 | 3010305020204120 | pcs |  | Pr_65_52_63 | PFT-08ZZZZ | LV | PFT | 000 | N/A |  | X | X | X | X |  |  |  |  | X | [13 empty] | X | [56 empty] | X | X | X | X | X | X |  | X
3 | 01 | 03 | 05 | 02 | 02 | 05 |  |  | 3.01.03.05.02.02.05 | Electrical Box | 7 | 3010305020205000 | pcs |  | Pr_60_70_22 | BOX-03ZZZZ | LV | BOX | 000 | N/A |  | X | X | X | X |  |  |  |  | X | [13 empty] | X | [56 empty] | X | X | X | X | X | X |  | X
3 | 01 | 03 | 05 | 02 | 02 | 05 | 01 |  | 3.01.03.05.02.02.05.01 | Electrical switchgear | 8 | 3010305020205010 | set |  | Pr_60_70_22 | SWG-01ZZZZ | LV | SWG | 000 | N/A |  | X | X | X | X |  |  |  |  | X | [13 empty] | X | [56 empty] | X | X | X | X | X | X |  | X
3 | 01 | 03 | 05 | 02 | 02 | 05 | 02 |  | 3.01.03.05.02.02.05.02 | Cable distribution box | 8 | 3010305020205020 | set |  | Pr_60_70_22 | BOX-01ZZZZ | LV | BOX | 000 | N/A |  | X | X | X | X |  |  |  |  | X | [13 empty] | X | [56 empty] | X | X | X | X | X | X |  | X
3 | 01 | 03 | 05 | 02 | 02 | 05 | 03 |  | 3.01.03.05.02.02.05.03 | Lighting Box | 8 | 3010305020205030 | set |  | Pr_60_70_22_46 | LGT-02ZZZZ | LV | LGT | 000 | N/A |  | X | X | X | X |  |  |  |  | X | [13 empty] | X | [56 empty] | X | X | X | X | X | X |  | X
3 | 01 | 03 | 05 | 02 | 02 | 05 | 04 |  | 3.01.03.05.02.02.05.04 | Junction Box | 8 | 3010305020205040 | set |  | Pr_80_77_28_08 | JNB-01ZZZZ | LV | JNB | 000 | N/A |  | X | X | X | X | [18 empty] | X | [56 empty] | X | X | X | X | X | X |  | X
3 | 01 | 03 | 05 | 02 | 03 |  |  |  | 3.01.03.05.02.03 | Earthing System | 6 | 3010305020300000 |  |  | Ss_70_30_25_25 | ERS-01ZZZZ | LV | ERS | 000 | N/A |  | X | X | X | X | [18 empty] | X | [56 empty] | X | X | X | X | X | X |  | X
3 | 01 | 03 | 05 | 02 | 03 | 01 |  |  | 3.01.03.05.02.03.01 | Lightning Protection Systems | 7 | 3010305020301000 | set |  | Ss_70_30_25_45 | PRS-01ZZZZ | LV | PRS | 000 | N/A |  | X | X | X | X | [18 empty] | X | [56 empty] | X | X | X | X | X | X |  | X
3 | 01 | 03 | 05 | 02 | 03 | 01 | 01 |  | 3.01.03.05.02.03.01.01 | Lightning Protection Roof Rods | 8 | 3010305020301010 | set |  | Pr_65_70_46 | PRR-01ZZZZ | LV | PRR | 000 | N/A |  | X | X | X | X | [18 empty] | X | [56 empty] | X | X | X | X | X | X |  | X
3 | 01 | 03 | 05 | 02 | 03 | 01 | 02 |  | 3.01.03.05.02.03.01.02 | Lightning Protection Conducters (Facade) | 8 | 3010305020301020 | set |  | Pr_65_70_46 | PCN-01ZZZZ | LV | PCN | 000 | N/A |  | X | X | X | X | [18 empty] | X | [56 empty] | X | X | X | X | X | X |  | X
3 | 01 | 03 | 05 | 02 | 03 | 01 | 03 |  | 3.01.03.05.02.03.01.03 | Lightning Surge Protection | 8 | 3010305020301030 | set |  | Ss_70_30_25_45 | SPR-01ZZZZ | LV | SPR | 000 | N/A |  | X | X | X | X | [18 empty] | X | [56 empty] | X | X | X | X | X | X |  | X
3 | 01 | 03 | 05 | 02 | 03 | 02 |  |  | 3.01.03.05.02.03.02 | Internal Facility Grounding | 7 | 3010305020302000 | set |  | Pr_65_70_46 | FGR-01ZZZZ | LV | FGR | 000 | N/A |  | X | X | X | X | [18 empty] | X | [56 empty] | X | X | X | X | X | X |  | X
3 | 01 | 03 | 05 | 02 | 03 | 02 | 01 |  | 3.01.03.05.02.03.02.01 | Grounding for Equipments | 8 | 3010305020302010 | set |  | Pr_65_70_46 | GEQ-01ZZZZ | LV | GEQ | 000 | N/A |  | X | X | X | X | [18 empty] | X | [56 empty] | X | X | X | X | X | X |  | X
3 | 01 | 03 | 05 | 02 | 03 | 02 | 02 |  | 3.01.03.05.02.03.02.02 | Grounding for Structure | 8 | 3010305020302020 | set |  | Pr_65_70_46 | GST-01ZZZZ | LV | GST | 000 | N/A |  | X | X | X | X | [18 empty] | X | [56 empty] | X | X | X | X | X | X |  | X
3 | 01 | 03 | 05 | 02 | 03 | 02 | 03 |  | 3.01.03.05.02.03.02.03 | Grounding for Piping | 8 | 3010305020302030 | set |  | Pr_65_70_46 | GPI-01ZZZZ | LV | GPI | 000 | N/A |  | X | X | X | X | [18 empty] | X | [56 empty] | X | X | X | X | X | X |  | X
3 | 01 | 03 | 05 | 02 | 03 | 02 | 04 |  | 3.01.03.05.02.03.02.04 | Grounding for Cable Trays | 8 | 3010305020302040 | set |  | Pr_65_70_46 | CTG-01ZZZZ | LV | CTG | 000 | N/A |  | X | X | X | X | [18 empty] | X | [56 empty] | X | X | X | X | X | X |  | X
Level 1: 3; Level 2: 01; Level 3: 03; Level 4: 05; Level 5: 03 | 3.01.03.05.03 | Information and Communication Technologies (ICT) (internal) | 5 | 3010305030000000 | [9 empty] | X | X | X | X | [18 empty] | X | [56 empty] | X | X | X | X | X | X |  | X
3 | 01 | 03 | 05 | 03 | 01 |  |  |  | 3.01.03.05.03.01 | Communication System Distribution | 6 | 3010305030100000 |  |  | Ss_75_10_21 | CSD-01ZZZZ | ED | CSD | 000 | N/A |  | X | X | X | X | [18 empty] | X | [56 empty] | X | X | X | X | X | X |  | X
3 | 01 | 03 | 05 | 03 | 01 | 01 |  |  | 3.01.03.05.03.01.01 | Communication Systems Cables and Cable Routing | 7 | 3010305030101000 | set |  | Pr_65_70_48 | CBL-30ZZZZ | ED | CBL | 000 | N/A |  | X | X | X | X | [18 empty] | X | [56 empty] | X | X | X | X | X | X |  | X
3 | 01 | 03 | 05 | 03 | 01 | 01 | 01 |  | 3.01.03.05.03.01.01.01 | Cables | 8 | 3010305030101010 | m |  | Pr_65_70_48 | CBL-31ZZZZ | ED | CBL | 000 | N/A |  | X | X | X | X | [18 empty] | X | [56 empty] | X | X | X | X | X | X |  | X
3 | 01 | 03 | 05 | 03 | 01 | 01 | 02 |  | 3.01.03.05.03.01.01.02 | Cable End Caps | 8 | 3010305030101020 | pcs |  | Pr_65_70_48 | CEP-02ZZZZ | ED | CEP | 000 | N/A |  | X | X | X | X | [18 empty] | X | [56 empty] | X | X | X | X | X | X |  | X
3 | 01 | 03 | 05 | 03 | 01 | 01 | 03 |  | 3.01.03.05.03.01.01.03 | Cable Connection Elements | 8 | 3010305030101030 | pcs |  | Pr_65_70_11 | CCE-02ZZZZ | ED | CCE | 000 | N/A |  | X | X | X | X | [18 empty] | X | [56 empty] | X | X | X | X | X | X |  | X
3 | 01 | 03 | 05 | 03 | 01 | 01 | 04 |  | 3.01.03.05.03.01.01.04 | Cable Duct | 8 | 3010305030101040 | m |  | Pr_65_70_11_09 | DCT-03ZZZZ | ED | DCT | 000 | N/A |  | X | X | X | X | [18 empty] | X | [56 empty] | X | X | X | X | X | X |  | X
3 | 01 | 03 | 05 | 03 | 01 | 01 | 05 |  | 3.01.03.05.03.01.01.05 | Cable Conduits | 8 | 3010305030101050 | m |  | Pr_65_70_11 | CNS-01ZZZZ | ED | CNS | 000 | N/A |  | X | X | X | X | [18 empty] | X | [56 empty] | X | X | X | X | X | X |  | X
3 | 01 | 03 | 05 | 03 | 01 | 01 | 06 |  | 3.01.03.05.03.01.01.06 | Case Pipe | 8 | 3010305030101060 | m |  | Pr_65_70_11_09 | PIP-12ZZZZ | ED | PIP | 000 | N/A |  | X | X | X | X | [18 empty] | X | [56 empty] | X | X | X | X | X | X |  | X
3 | 01 | 03 | 05 | 03 | 01 | 02 |  |  | 3.01.03.05.03.01.02 | Communication socket | 7 | 3010305030102000 | pcs |  | Pr_65_72_97_84 | SCK-02ZZZZ | ED | SCK | 000 | N/A |  | X | X | X | X | [18 empty] | X | [56 empty] | X | X | X | X | X | X |  | X
3 | 01 | 03 | 05 | 03 | 01 | 03 |  |  | 3.01.03.05.03.01.03 | Distribution board | 7 | 3010305030103000 | pcs |  | Pr_60_70_22_22 | DBD-01ZZZZ | ED | DBD | 000 | N/A |  | X | X | X | X | [18 empty] | X | [56 empty] | X | X | X | X | X | X |  | X
3 | 01 | 03 | 05 | 03 | 01 | 04 |  |  | 3.01.03.05.03.01.04 | Aerial Distribution Equipment (Wifi, GSM, etc.) | 7 | 3010305030104000 | pcs |  | Pr_70_75_52 | ITT-01ZZZZ | ED | ITT | 000 | N/A |  | X | X | X | X | [18 empty] | X | [56 empty] | X | X | X | X | X | X |  | X
3 | 01 | 03 | 05 | 03 | 02 |  |  |  | 3.01.03.05.03.02 | Communication Systems Equipment | 6 | 3010305030200000 | pcs |  | Pr_75_50_18 | CSE-01ZZZZ | ED | CSE | 000 | N/A |  | X | X | X | X | [18 empty] | X | [56 empty] | X | X | X | X | X | X |  | X
3 | 01 | 03 | 05 | 03 | 02 | 01 |  |  | 3.01.03.05.03.02.01 | Control Units | 7 | 3010305030201000 | pcs |  | Pr_75_50_18 | CNU-01ZZZZ | ED | CNU | 000 | N/A |  | X | X | X | X | [18 empty] | X | [56 empty] | X | X | X | X | X | X |  | X
3 | 01 | 03 | 05 | 03 | 02 | 02 |  |  | 3.01.03.05.03.02.02 | Speakers | 7 | 3010305030202000 | pcs |  | Pr_60_75_08_02 | SPK-01ZZZZ | ED | SPK | 000 | N/A |  | X | X | X | X | [18 empty] | X | [56 empty] | X | X | X | X | X | X |  | X
3 | 01 | 03 | 05 | 03 | 02 | 03 |  |  | 3.01.03.05.03.02.03 | Microphones | 7 | 3010305030203000 | pcs |  | Pr_60_75_06_53 | MIC-01ZZZZ | ED | MIC | 000 | N/A |  | X | X | X | X | [18 empty] | X | [56 empty] | X | X | X | X | X | X |  | X
3 | 01 | 03 | 05 | 03 | 02 | 04 |  |  | 3.01.03.05.03.02.04 | Monitors | 7 | 3010305030204000 | pcs |  | Pr_70_75_15_16 | MON-01ZZZZ | ED | MON | 000 | N/A |  | X | X | X | X | [18 empty] | X | [56 empty] | X | X | X | X | X | X |  | X
3 | 01 | 03 | 05 | 03 | 02 | 05 |  |  | 3.01.03.05.03.02.05 | Telephone | 7 | 3010305030205000 | pcs |  | Pr_70_75_88 | TEL-01ZZZZ | ED | TEL | 000 | N/A |  | X | X | X | X | [18 empty] | X | [56 empty] | X | X | X | X | X | X |  | X
3 | 01 | 03 | 05 | 03 | 02 | 06 |  |  | 3.01.03.05.03.02.06 | Computers | 7 | 3010305030206000 | pcs |  | Pr_70_75_15 | COM-01ZZZZ | ED | COM | 000 | N/A |  | X | X | X | X | [18 empty] | X | [56 empty] | X | X | X | X | X | X |  | X
3 | 01 | 03 | 05 | 03 | 03 |  |  |  | 3.01.03.05.03.03 | Cabinets | 6 | 3010305030300000 | set |  | Pr_70_75_52 | CBN-01ZZZZ | ED | CBN | 000 | N/A |  | X | X | X | X | [18 empty] | X | [56 empty] | X | X | X | X | X | X |  | X
3 | 01 | 03 | 05 | 03 | 03 | 01 |  |  | 3.01.03.05.03.03.01 | Server | 7 | 3010305030301000 | set |  | Pr_70_75_15_80 | SVR-01ZZZZ | ED | SVR | 000 | N/A |  | X | X | X | X | [18 empty] | X | [56 empty] | X | X | X | X | X | X |  | X
3 | 01 | 03 | 05 | 03 | 03 | 02 |  |  | 3.01.03.05.03.03.02 | UPS Devices | 7 | 3010305030302000 | pcs |  | Pr_60_70_64_93 | UPS-01ZZZZ | ED | UPS | 000 | N/A |  | X | X | X | X | [18 empty] | X | [56 empty] | X | X | X | X | X | X |  | X
3 | 01 | 03 | 05 | 03 | 03 | 03 |  |  | 3.01.03.05.03.03.03 | Switch | 7 | 3010305030303000 | pcs |  | Pr_65_54_30 | FSS-01ZZZZ | ED | FSS | 000 | N/A |  | X | X | X | X | [18 empty] | X | [56 empty] | X | X | X | X | X | X |  | X
3 | 01 | 03 | 05 | 03 | 03 | 04 |  |  | 3.01.03.05.03.03.04 | Router Devices | 7 | 3010305030304000 | pcs |  | Pr_70_75_52_72 | RTR-01ZZZZ | ED | RTR | 000 | N/A |  | X | X | X | X | [18 empty] | X | [56 empty] | X | X | X | X | X | X |  | X
Level 1: 3; Level 2: 01; Level 3: 03; Level 4: 05; Level 5: 04 | 3.01.03.05.04 | Water Supply and Sewage Systems (internal) | 5 | 3010305040000000 | [9 empty] | X | X | X | X | [18 empty] | X | [56 empty] | X | X | X | X | X | X |  | X
3 | 01 | 03 | 05 | 04 | 01 |  |  |  | 3.01.03.05.04.01 | Water Supply | 6 | 3010305040100000 |  |  | Ss_55_70_95 | PIP-20ZZZZ | IW | PIP | 000 | N/A |  | X | X | X | X | [18 empty] | X | [56 empty] | X | X | X | X | X | X |  | X
3 | 01 | 03 | 05 | 04 | 01 | 01 |  |  | 3.01.03.05.04.01.01 | Water supply Piping | 7 | 3010305040101000 | m |  | Pr_65_52_63 | PIP-21ZZZZ | IW | PIP | 000 | N/A |  | X | X | X | X | [18 empty] | X | [56 empty] | X | X | X | X | X | X |  | X
3 | 01 | 03 | 05 | 04 | 01 | 02 |  |  | 3.01.03.05.04.01.02 | Water supply Fittings / Elbows / Tees | 7 | 3010305040102000 | pcs |  | Pr_65_52_63 | PFT-09ZZZZ | IW | PFT | 000 | N/A |  | X | X | X | X | [18 empty] | X | [56 empty] | X | X | X | X | X | X |  | X
3 | 01 | 03 | 05 | 04 | 01 | 03 |  |  | 3.01.03.05.04.01.03 | Water supply Valves and Taps | 7 | 3010305040103000 | pcs |  | Pr_65_54_94 | VAL-06ZZZZ | IW | VAL | 000 | N/A |  | X | X | X | X | [18 empty] | X | [56 empty] | X | X | X | X | X | X |  | X
3 | 01 | 03 | 05 | 04 | 01 | 04 |  |  | 3.01.03.05.04.01.04 | Water supply Piping Insulation | 7 | 3010305040104000 | m |  | Pr_80_77_76 | INS-04ZZZZ | IW | INS | 000 | N/A |  | X | X | X | X | [18 empty] | X | [56 empty] | X | X | X | X | X | X |  | X
3 | 01 | 03 | 05 | 04 | 01 | 05 |  |  | 3.01.03.05.04.01.05 | Water supply Distribution Supplementary Components | 7 | 3010305040105000 | pcs |  | Pr_65_52_63 | SUC-01ZZZZ | IW | SUC | 000 | N/A |  | X | X | X | X | [18 empty] | X | [56 empty] | X | X | X | X | X | X |  | X
3 | 01 | 03 | 05 | 04 | 02 |  |  |  | 3.01.03.05.04.02 | Sewage and Roof Drainage | 6 | 3010305040200000 |  |  | Pr_65_52_63 | PIP-30ZZZZ | IW | PIP | 000 | N/A |  | X | X | X | X | [18 empty] | X | [56 empty] | X | X | X | X | X | X |  | X
3 | 01 | 03 | 05 | 04 | 02 | 01 |  |  | 3.01.03.05.04.02.01 | Sewage | 7 | 3010305040201000 |  |  | Pr_65_52_63 | PIP-31ZZZZ | IW | PIP | 000 | N/A |  | X | X | X | X | [18 empty] | X | [56 empty] | X | X | X | X | X | X |  | X
3 | 01 | 03 | 05 | 04 | 02 | 01 | 01 |  | 3.01.03.05.04.02.01.01 | Sewage Piping Risers | 8 | 3010305040201010 | m |  | Pr_65_52_63 | RIS-01ZZZZ | IW | RIS | 000 | N/A |  | X | X | X | X | [18 empty] | X | [56 empty] | X | X | X | X | X | X |  | X
3 | 01 | 03 | 05 | 04 | 02 | 01 | 02 |  | 3.01.03.05.04.02.01.02 | Sewage Piping | 8 | 3010305040201020 | m |  | Pr_65_52_63 | PIP-32ZZZZ | IW | PIP | 000 | N/A |  | X | X | X | X | [18 empty] | X | [56 empty] | X | X | X | X | X | X |  | X
3 | 01 | 03 | 05 | 04 | 02 | 01 | 03 |  | 3.01.03.05.04.02.01.03 | Sewage Fittings / Elbows / Tees | 8 | 3010305040201030 | pcs |  | Pr_65_52_63 | PFT-10ZZZZ | IW | PFT | 000 | N/A |  | X | X | X | X | [18 empty] | X | [56 empty] | X | X | X | X | X | X |  | X
3 | 01 | 03 | 05 | 04 | 02 | 01 | 04 |  | 3.01.03.05.04.02.01.04 | Sewage Valves and Taps | 8 | 3010305040201040 | pcs |  | Pr_65_54_94 | VAL-07ZZZZ | IW | VAL | 000 | N/A |  | X | X | X | X | [18 empty] | X | [56 empty] | X | X | X | X | X | X |  | X
3 | 01 | 03 | 05 | 04 | 02 | 01 | 05 |  | 3.01.03.05.04.02.01.05 | Sewage Supplementary Components | 8 | 3010305040201050 | pcs |  | Pr_65_52_63 | SUC-02ZZZZ | IW | SUC | 000 | N/A |  | X | X | X | X | [18 empty] | X | [56 empty] | X | X | X | X | X | X |  | X
3 | 01 | 03 | 05 | 04 | 02 | 01 | 06 |  | 3.01.03.05.04.02.01.06 | Sewage Piping Insulation | 8 | 3010305040201060 | m |  | Pr_80_77_76 | INS-05ZZZZ | IW | INS | 000 | N/A |  | X | X | X | X | [18 empty] | X | [56 empty] | X | X | X | X | X | X |  | X
3 | 01 | 03 | 05 | 04 | 02 | 01 | 07 |  | 3.01.03.05.04.02.01.07 | Sewage Channels | 8 | 3010305040201070 | m |  | Ss_50_35_03_13 | CNL-02ZZZZ | IW | CNL | 000 | N/A |  | X | X | X | X | [18 empty] | X | [56 empty] | X | X | X | X | X | X |  | X
3 | 01 | 03 | 05 | 04 | 02 | 01 | 08 |  | 3.01.03.05.04.02.01.08 | Sewage Gratings | 8 | 3010305040201080 | pcs |  | Pr_25_30_30 | GRA-02ZZZZ | IW | GRA | 000 | N/A |  | X | X | X | X | [18 empty] | X | [56 empty] | X | X | X | X | X | X |  | X
3 | 01 | 03 | 05 | 04 | 02 | 02 |  |  | 3.01.03.05.04.02.02 | Roof Drainage | 7 | 3010305040202000 |  |  | Pr_65_52_63 | PIP-40ZZZZ | IW | PIP | 000 | N/A |  | X | X | X | X | [18 empty] | X | [56 empty] | X | X | X | X | X | X |  | X
3 | 01 | 03 | 05 | 04 | 02 | 02 | 01 |  | 3.01.03.05.04.02.02.01 | Roof Drainage Piping | 8 | 3010305040202010 | m |  | Pr_65_52_63 | PIP-41ZZZZ | IW | PIP | 000 | N/A |  | X | X | X | X | [18 empty] | X | [56 empty] | X | X | X | X | X | X |  | X
3 | 01 | 03 | 05 | 04 | 02 | 02 | 02 |  | 3.01.03.05.04.02.02.02 | Roof Drainage Fittings / Elbows / Tees | 8 | 3010305040202020 | pcs |  | Pr_65_52_63 | PFT-11ZZZZ | IW | PFT | 000 | N/A |  | X | X | X | X | [18 empty] | X | [20 empty] | X | [35 empty] | X | X | X | X | X | X |  | X
3 | 01 | 03 | 05 | 04 | 02 | 02 | 03 |  | 3.01.03.05.04.02.02.03 | Roof Drainage Gutters | 8 | 3010305040202030 | m |  | Pr_65_52_24 | GUT-01ZZZZ | IW | GUT | 000 | N/A |  | X | X | X | X | [18 empty] | X | [56 empty] | X | X | X | X | X | X |  | X
3 | 01 | 03 | 05 | 04 | 02 | 02 | 04 |  | 3.01.03.05.04.02.02.04 | Roof Drainage Other Components | 8 | 3010305040202040 | pcs |  | Pr_65_52_63 | OCO-01ZZZZ | IW | OCO | 000 | N/A |  | X | X | X | X | [18 empty] | X | [56 empty] | X | X | X | X | X | X |  | X
3 | 01 | 03 | 05 | 04 | 02 | 02 | 05 |  | 3.01.03.05.04.02.02.05 | Roof Drainage Gratings | 8 | 3010305040202050 | pcs |  | Pr_25_30_30 | GRA-03ZZZZ | IW | GRA | 000 | N/A |  | X | X | X | X | [18 empty] | X | [56 empty] | X | X | X | X | X | X |  | X
3 | 01 | 03 | 05 | 04 | 03 |  |  |  | 3.01.03.05.04.03 | Condensation Drainage | 6 | 3010305040300000 |  |  | Pr_65_52_63 | PIP-50ZZZZ | ME | PIP | 000 | N/A |  | X | X | X | X | [18 empty] | X | [56 empty] | X | X | X | X | X | X |  | X
3 | 01 | 03 | 05 | 04 | 03 | 01 |  |  | 3.01.03.05.04.03.01 | Ventiation Condensation Piping | 7 | 3010305040301000 | m |  | Pr_65_52_63 | PIP-51ZZZZ | ME | PIP | 000 | N/A |  | X | X | X | X | [18 empty] | X | [56 empty] | X | X | X | X | X | X |  | X
3 | 01 | 03 | 05 | 04 | 03 | 02 |  |  | 3.01.03.05.04.03.02 | Ventiation Condensation Pipe Fittings | 7 | 3010305040302000 | pcs |  | Pr_65_52_63 | PFT-12ZZZZ | ME | PFT | 000 | N/A |  | X | X | X | X | [18 empty] | X | [56 empty] | X | X | X | X | X | X |  | X
Level 1: 3; Level 2: 01; Level 3: 03; Level 4: 06 | 3.01.03.06 | Gas supply (internal) | 4 | 3010306000000000 | [9 empty] | X | X | X | X | [18 empty] | X | [56 empty] | X | X | X | X | X | X |  | X
Level 1: 3; Level 2: 01; Level 3: 03; Level 4: 06; Level 5: 01 | 3.01.03.06.01 | Gas supply pipes | 5 | 3010306010000000 | m |  | Pr_65_52_63 | PIP-13ZZZZ | EG | PIP | 000 | N/A |  | X | X | X | X | [18 empty] | X | [56 empty] | X | X | X | X | X | X |  | X
Level 1: 3; Level 2: 01; Level 3: 03; Level 4: 06; Level 5: 02 | 3.01.03.06.02 | Gas supply Fittings / Elbows / Tees | 5 | 3010306020000000 | pcs |  | Pr_65_52_63 | PFT-13ZZZZ | EG | PFT | 000 | N/A |  | X | X | X | X | [18 empty] | X | [56 empty] | X | X | X | X | X | X |  | X
Level 1: 3; Level 2: 01; Level 3: 03; Level 4: 06; Level 5: 03 | 3.01.03.06.03 | Pressure regulators | 5 | 3010306030000000 | pcs |  | Pr_65_54_33 | PRG-01ZZZZ | EG | PRG | 000 | N/A |  | X | X | X | X | [18 empty] | X | [56 empty] | X | X | X | X | X | X |  | X
3 | 01 | 03 | 06 | 03 | 01 |  |  |  | 3.01.03.06.03.01 | Closure device | 6 | 3010306030100000 |  |  | Pr_65_54_33_37 | CLD-01ZZZZ | EG | CLD | 000 | N/A |  | X | X | X | X | [18 empty] | X | [56 empty] | X | X | X | X | X | X |  | X
Level 1: 3; Level 2: 01; Level 3: 03; Level 4: 06; Level 5: 04 | 3.01.03.06.04 | Gas filters | 5 | 3010306040000000 | pcs |  | Pr_65_57_33_33 | GFL-01ZZZZ | EG | GFL | 000 | N/A |  | X | X | X | X | [18 empty] | X | [56 empty] | X | X | X | X | X | X |  | X
Level 1: 3; Level 2: 01; Level 3: 03; Level 4: 06; Level 5: 05 | 3.01.03.06.05 | Automatic, alarm, initiating and regulation devices | 5 | 3010306050000000 | pcs |  | Pr_65_54_33 | VAL-10ZZZZ | EG | VAL | 000 | N/A |  | X | X | X | X | [18 empty] | X | [56 empty] | X | X | X | X | X | X |  | X
3 | 01 | 03 | 06 | 05 | 01 |  |  |  | 3.01.03.06.05.01 | Gas Valves and Taps | 6 | 3010306050100000 | pcs |  | Pr_65_54_33 | VAL-11ZZZZ | EG | VAL | 000 | N/A |  | X | X | X | X | [18 empty] | X | [56 empty] | X | X | X | X | X | X |  | X
3 | 01 | 03 | 06 | 05 | 02 |  |  |  | 3.01.03.06.05.02 | Gas Leakage detection sensors | 6 | 3010306050200000 | pcs |  | Pr_75_50_76 | LDS-02ZZZZ | EG | LDS | 000 | N/A |  | X | X | X | X | [18 empty] | X | [56 empty] | X | X | X | X | X | X |  | X
Level 1: 3; Level 2: 01; Level 3: 03; Level 4: 06; Level 5: 06 | 3.01.03.06.06 | Gas boiler | 5 | 3010306060000000 | pcs |  | Pr_60_60_08 | BLR-01ZZZZ | EG | BLR | 000 | N/A |  | X | X | X | X | [18 empty] | X | [56 empty] | X | X | X | X | X | X |  | X
Level 1: 3; Level 2: 01; Level 3: 03; Level 4: 06; Level 5: 07 | 3.01.03.06.07 | Metering system | 5 | 3010306070000000 | set |  | Ss_75_70_54 | MTR-01ZZZZ | EG | MTR | 000 | N/A |  | X | X | X | X | [18 empty] | X | [56 empty] | X | X | X | X | X | X |  | X
Level 1: 3; Level 2: 01; Level 3: 03; Level 4: 07 | 3.01.03.07 | Building management system (BMS) | 4 | 3010307000000000 | [9 empty] | X | X | X | X | [18 empty] | X | [56 empty] | X | X | X | X | X | X |  | X
Level 1: 3; Level 2: 01; Level 3: 03; Level 4: 07; Level 5: 01 | 3.01.03.07.01 | BMS Main Cabinet | 5 | 3010307010000000 |  |  | Pr_70_75_52 | CBN-02ZZZZ | ED | CBN | 000 | N/A |  | X | X | X | X | [18 empty] | X | [56 empty] | X | X | X | X | X | X |  | X
3 | 01 | 03 | 07 | 01 | 01 |  |  |  | 3.01.03.07.01.01 | Server | 6 | 3010307010100000 | pcs |  | Pr_70_75_15_80 | SVR-02ZZZZ | ED | SVR | 000 | N/A |  | X | X | X | X | [18 empty] | X | [56 empty] | X | X | X | X | X | X |  | X
3 | 01 | 03 | 07 | 01 | 02 |  |  |  | 3.01.03.07.01.02 | Switch | 6 | 3010307010200000 | pcs |  | Pr_65_54_30 | UPS-02ZZZZ | ED | FSS | 000 | N/A |  | X | X | X | X | [18 empty] | X | [56 empty] | X | X | X | X | X | X |  | X
3 | 01 | 03 | 07 | 01 | 03 |  |  |  | 3.01.03.07.01.03 | UPS Devices | 6 | 3010307010300000 | pcs |  | Pr_60_70_64_93 | FSS-02ZZZZ | ED | UPS | 000 | N/A |  | X | X | X | X | [18 empty] | X | [56 empty] | X | X | X | X | X | X |  | X
3 | 01 | 03 | 07 | 01 | 04 |  |  |  | 3.01.03.07.01.04 | Router Devices | 6 | 3010307010400000 | pcs |  | Pr_70_75_52_72 | RTR-02ZZZZ | ED | RTR | 000 | N/A |  | X | X | X | X | [18 empty] | X | [56 empty] | X | X | X | X | X | X |  | X
Level 1: 3; Level 2: 01; Level 3: 03; Level 4: 07; Level 5: 02 | 3.01.03.07.02 | Heating, Ventilation, and Air Conditioning (HVAC) Control System | 5 | 3010307020000000 | [9 empty] | X | X | X | X | [18 empty] | X | [56 empty] | X | X | X | X | X | X |  | X
3 | 01 | 03 | 07 | 02 | 01 |  |  |  | 3.01.03.07.02.01 | HVAC Control System Distribution | 6 | 3010307020100000 |  |  | Pr_65_70_15_58 | OPL-00ZZZZ | ME | OPL | 000 | N/A |  | X | X | X | X | [18 empty] | X | [56 empty] | X | X | X | X | X | X |  | X
3 | 01 | 03 | 07 | 02 | 01 | 01 |  |  | 3.01.03.07.02.01.01 | Fiber-optic Cable | 7 | 3010307020101000 | m |  | Pr_65_70_15_58 | OPL-01ZZZZ | ME | OPL | 000 | N/A |  | X | X | X | X | [18 empty] | X | [56 empty] | X | X | X | X | X | X |  | X
3 | 01 | 03 | 07 | 02 | 02 |  |  |  | 3.01.03.07.02.02 | HVAC Control SystemSensors | 6 | 3010307020200000 | pcs |  | Pr_75_50_76 | HCN-01ZZZZ | ME | HCN | 000 | N/A |  | X | X | X | X | [18 empty] | X | [56 empty] | X | X | X | X | X | X |  | X
3 | 01 | 03 | 07 | 02 | 02 | 01 |  |  | 3.01.03.07.02.02.01 | Temperature Sensors | 7 | 3010307020201000 | pcs |  | Pr_75_50_76 | TMP-01ZZZZ | ME | TMP | 000 | N/A |  | X | X | X | X | [18 empty] | X | [56 empty] | X | X | X | X | X | X |  | X
3 | 01 | 03 | 07 | 02 | 02 | 02 |  |  | 3.01.03.07.02.02.02 | Humidity Sensors | 7 | 3010307020202000 | pcs |  | Pr_75_50_76 | HUM-01ZZZZ | ME | HUM | 000 | N/A |  | X | X | X | X | [18 empty] | X | [56 empty] | X | X | X | X | X | X |  | X
3 | 01 | 03 | 07 | 02 | 02 | 03 |  |  | 3.01.03.07.02.02.03 | Pressure Sensors | 7 | 3010307020203000 | pcs |  | Pr_75_50_76 | PRE-01ZZZZ | ME | PRE | 000 | N/A |  | X | X | X | X | [18 empty] | X | [56 empty] | X | X | X | X | X | X |  | X
3 | 01 | 03 | 07 | 02 | 02 | 04 |  |  | 3.01.03.07.02.02.04 | Position Sensors | 7 | 3010307020204000 | pcs |  | Pr_75_50_76 | POS-01ZZZZ | ME | POS | 000 | N/A |  | X | X | X | X | [18 empty] | X | [56 empty] | X | X | X | X | X | X |  | X
3 | 01 | 03 | 07 | 02 | 02 | 05 |  |  | 3.01.03.07.02.02.05 | Flow Switches | 7 | 3010307020205000 | pcs |  | Pr_75_50_46_27 | FLO-01ZZZZ | ME | FLO | 000 | N/A |  | X | X | X | X | [18 empty] | X | [56 empty] | X | X | X | X | X | X |  | X
3 | 01 | 03 | 07 | 02 | 02 | 06 |  |  | 3.01.03.07.02.02.06 | Vibration Sensors | 7 | 3010307020206000 | pcs |  | Pr_75_50_76 | VIB-01ZZZZ | ME | VIB | 000 | N/A |  | X | X | X | X | [18 empty] | X | [56 empty] | X | X | X | X | X | X |  | X
3 | 01 | 03 | 07 | 02 | 02 | 07 |  |  | 3.01.03.07.02.02.07 | Current Sensors | 7 | 3010307020207000 | pcs |  | Pr_75_50_76 | CUR-01ZZZZ | ME | CUR | 000 | N/A |  | X | X | X | X | [18 empty] | X | [56 empty] | X | X | X | X | X | X |  | X
3 | 01 | 03 | 07 | 02 | 02 | 08 |  |  | 3.01.03.07.02.02.08 | Air quality sensors (CO2, VOCs) | 7 | 3010307020208000 | pcs |  | Pr_75_50_76 | AIR-01ZZZZ | ME | AIR | 000 | N/A |  | X | X | X | X | [18 empty] | X | [56 empty] | X | X | X | X | X | X |  | X
3 | 01 | 03 | 07 | 02 | 02 | 09 |  |  | 3.01.03.07.02.02.09 | Water leak detection sensors | 7 | 3010307020209000 | pcs |  | Pr_75_50_76 | LDS-03ZZZZ | ME | LDS | 000 | N/A |  | X | X | X | X | [18 empty] | X | [56 empty] | X | X | X | X | X | X |  | X
3 | 01 | 03 | 07 | 02 | 03 |  |  |  | 3.01.03.07.02.03 | HVAC Control System Cabinet | 6 | 3010307020300000 | pcs |  | Pr_70_75_52 | CBN-03ZZZZ | ME | CBN | 000 | N/A |  | X | X | X | X | [18 empty] | X | [56 empty] | X | X | X | X | X | X |  | X
3 | 01 | 03 | 07 | 02 | 03 | 01 |  |  | 3.01.03.07.02.03.01 | Server | 7 | 3010307020301000 | pcs |  | Pr_70_75_15_80 | SVR-03ZZZZ | ME | SVR | 000 | N/A |  | X | X | X | X | [18 empty] | X | [56 empty] | X | X | X | X | X | X |  | X
3 | 01 | 03 | 07 | 02 | 03 | 02 |  |  | 3.01.03.07.02.03.02 | Switch | 7 | 3010307020302000 | pcs |  | Pr_65_54_30 | UPS-03ZZZZ | ME | FSS | 000 | N/A |  | X | X | X | X | [18 empty] | X | [56 empty] | X | X | X | X | X | X |  | X
3 | 01 | 03 | 07 | 02 | 03 | 03 |  |  | 3.01.03.07.02.03.03 | UPS Devices | 7 | 3010307020303000 | pcs |  | Pr_60_70_64_93 | FSS-03ZZZZ | ME | UPS | 000 | N/A |  | X | X | X | X | [18 empty] | X | [56 empty] | X | X | X | X | X | X |  | X
3 | 01 | 03 | 07 | 02 | 03 | 04 |  |  | 3.01.03.07.02.03.04 | Router Devices | 7 | 3010307020304000 | pcs |  | Pr_70_75_52_72 | RTR-03ZZZZ | ME | RTR | 000 | N/A |  | X | X | X | X | [18 empty] | X | [56 empty] | X | X | X | X | X | X |  | X
Level 1: 3; Level 2: 01; Level 3: 03; Level 4: 07; Level 5: 03 | 3.01.03.07.03 | Lighting Control System | 5 | 3010307030000000 | [9 empty] | X | X | X | X | [18 empty] | X | [56 empty] | X | X | X | X | X | X |  | X
3 | 01 | 03 | 07 | 03 | 01 |  |  |  | 3.01.03.07.03.01 | Lighting Control System Distribution | 6 | 3010307030100000 | m |  | Pr_60_70_22_46 | OPL-10ZZZZ | ED | OPL | 000 | N/A |  | X | X | X | X | [18 empty] | X | [56 empty] | X | X | X | X | X | X |  | X
3 | 01 | 03 | 07 | 03 | 01 | 01 |  |  | 3.01.03.07.03.01.01 | Fiber-optic Cable | 7 | 3010307030101000 | m |  | Pr_65_70_15_58 | OPL-11ZZZZ | ED | OPL | 000 | N/A |  | X | X | X | X | [18 empty] | X | [56 empty] | X | X | X | X | X | X |  | X
3 | 01 | 03 | 07 | 03 | 02 |  |  |  | 3.01.03.07.03.02 | Lighting Control SystemSensors | 6 | 3010307030200000 | pcs |  | Pr_75_50_76 | LDS-10ZZZZ | ED | LDS | 000 | N/A |  | X | X | X | X | [18 empty] | X | [56 empty] | X | X | X | X | X | X |  | X
3 | 01 | 03 | 07 | 03 | 02 | 01 |  |  | 3.01.03.07.03.02.01 | Occupancy/motion sensors | 7 | 3010307030201000 | pcs |  | Pr_75_50_76 | LDS-11ZZZZ | ED | LDS | 000 | N/A |  | X | X | X | X | [18 empty] | X | [56 empty] | X | X | X | X | X | X |  | X
3 | 01 | 03 | 07 | 03 | 02 | 02 |  |  | 3.01.03.07.03.02.02 | Sun sensors | 7 | 3010307030202000 | pcs |  | Pr_70_70_47 | SUN-01ZZZZ | ED | SUN | 000 | N/A |  | X | X | X | X | [18 empty] | X | [56 empty] | X | X | X | X | X | X |  | X
3 | 01 | 03 | 07 | 03 | 02 | 03 |  |  | 3.01.03.07.03.02.03 | Light level sensors | 7 | 3010307030203000 | pcs |  | Pr_70_70_47 | LGL-01ZZZZ | ED | LGL | 000 | N/A |  | X | X | X | X | [18 empty] | X | [56 empty] | X | X | X | X | X | X |  | X
3 | 01 | 03 | 07 | 03 | 03 |  |  |  | 3.01.03.07.03.03 | Lighting Control System Cabinet | 6 | 3010307030300000 | pcs |  | Pr_70_75_52 | CBN-04ZZZZ | ED | CBN | 000 | N/A |  | X | X | X | X | [18 empty] | X | [56 empty] | X | X | X | X | X | X |  | X
3 | 01 | 03 | 07 | 03 | 03 | 01 |  |  | 3.01.03.07.03.03.01 | Server | 7 | 3010307030301000 | pcs |  | Pr_70_75_15_80 | SVR-04ZZZZ | ED | SVR | 000 | N/A |  | X | X | X | X | [18 empty] | X | [56 empty] | X | X | X | X | X | X |  | X
3 | 01 | 03 | 07 | 03 | 03 | 02 |  |  | 3.01.03.07.03.03.02 | Switch | 7 | 3010307030302000 | pcs |  | Pr_65_54_30 | UPS-04ZZZZ | ED | FSS | 000 | N/A |  | X | X | X | X | [18 empty] | X | [56 empty] | X | X | X | X | X | X |  | X
3 | 01 | 03 | 07 | 03 | 03 | 03 |  |  | 3.01.03.07.03.03.03 | UPS Devices | 7 | 3010307030303000 | pcs |  | Pr_60_70_64_93 | FSS-04ZZZZ | ED | UPS | 000 | N/A |  | X | X | X | X | [18 empty] | X | [56 empty] | X | X | X | X | X | X |  | X
3 | 01 | 03 | 07 | 03 | 03 | 04 |  |  | 3.01.03.07.03.03.04 | Router Devices | 7 | 3010307030304000 | pcs |  | Pr_70_75_52_72 | RTR-04ZZZZ | ED | RTR | 000 | N/A |  | X | X | X | X | [18 empty] | X | [56 empty] | X | X | X | X | X | X |  | X
Level 1: 3; Level 2: 01; Level 3: 03; Level 4: 07; Level 5: 04 | 3.01.03.07.04 | Building Energy Management Systems (EMS) | 5 | 3010307040000000 | [9 empty] | X | X | X | X | [18 empty] | X | [56 empty] | X | X | X | X | X | X |  | X
3 | 01 | 03 | 07 | 04 | 01 |  |  |  | 3.01.03.07.04.01 | EMS Cabinet | 6 | 3010307040100000 | pcs |  | Pr_70_75_52 | CBN-05ZZZZ | ED | EMS | 000 | N/A |  | X | X | X | X | [18 empty] | X | [56 empty] | X | X | X | X | X | X |  | X
3 | 01 | 03 | 07 | 04 | 01 | 01 |  |  | 3.01.03.07.04.01.01 | Server | 7 | 3010307040101000 | pcs |  | Pr_70_75_15_80 | SVR-05ZZZZ | ED | SVR | 000 | N/A |  | X | X | X | X | [18 empty] | X | [56 empty] | X | X | X | X | X | X |  | X
3 | 01 | 03 | 07 | 04 | 01 | 02 |  |  | 3.01.03.07.04.01.02 | Switch | 7 | 3010307040102000 | pcs |  | Pr_65_54_30 | UPS-05ZZZZ | ED | FSS | 000 | N/A |  | X | X | X | X | [18 empty] | X | [56 empty] | X | X | X | X | X | X |  | X
3 | 01 | 03 | 07 | 04 | 01 | 03 |  |  | 3.01.03.07.04.01.03 | UPS Devices | 7 | 3010307040103000 | pcs |  | Pr_60_70_64_93 | FSS-05ZZZZ | ED | UPS | 000 | N/A |  | X | X | X | X | [18 empty] | X | [56 empty] | X | X | X | X | X | X |  | X
3 | 01 | 03 | 07 | 04 | 01 | 04 |  |  | 3.01.03.07.04.01.04 | Router Devices | 7 | 3010307040104000 | pcs |  | Pr_70_75_52_72 | RTR-05ZZZZ | ED | RTR | 000 | N/A |  | X | X | X | X | [18 empty] | X | [56 empty] | X | X | X | X | X | X |  | X
Level 1: 3; Level 2: 01; Level 3: 03; Level 4: 08 | 3.01.03.08 | Security and Access Control System | 4 | 3010308000000000 | [9 empty] | X | X | X | X | [18 empty] | X | [56 empty] | X | X | X | X | X | X |  | X
Level 1: 3; Level 2: 01; Level 3: 03; Level 4: 08; Level 5: 01 | 3.01.03.08.01 | Security System | 5 | 3010308010000000 | [9 empty] | X | X | X | X | [18 empty] | X | [56 empty] | X | X | X | X | X | X |  | X
3 | 01 | 03 | 08 | 01 | 01 |  |  |  | 3.01.03.08.01.01 | Security System Distribution | 6 | 3010308010100000 |  |  | Pr_65_70_15 | SSD-01ZZZZ | ED | SSD | 000 | N/A |  | X | X | X | X | [18 empty] | X | [56 empty] | X | X | X | X | X | X |  | X
3 | 01 | 03 | 08 | 01 | 01 | 01 |  |  | 3.01.03.08.01.01.01 | Copper Cable | 7 | 3010308010101000 | m |  | Pr_65_70_15 | CPL-01ZZZZ | ED | CPL | 000 | N/A |  | X | X | X | X | [18 empty] | X | [56 empty] | X | X | X | X | X | X |  | X
3 | 01 | 03 | 08 | 01 | 01 | 02 |  |  | 3.01.03.08.01.01.02 | Fiber-optic Cable | 7 | 3010308010102000 | m |  | Pr_65_70_15_58 | OPL-12ZZZZ | ED | OPL | 000 | N/A |  | X | X | X | X | [18 empty] | X | [56 empty] | X | X | X | X | X | X |  | X
3 | 01 | 03 | 08 | 01 | 01 | 03 |  |  | 3.01.03.08.01.01.03 | Converter | 7 | 3010308010103000 | pcs |  | Pr_75_75_90 | CNR-02ZZZZ | ED | CNR | 000 | N/A |  | X | X | X | X | [18 empty] | X | [56 empty] | X | X | X | X | X | X |  | X
3 | 01 | 03 | 08 | 01 | 02 |  |  |  | 3.01.03.08.01.02 | CCTV | 6 | 3010308010200000 | set |  | Pr_75_50_18 | CTV-00ZZZZ | ED | CTV | 000 | N/A |  | X | X | X | X | [18 empty] | X | [56 empty] | X | X | X | X | X | X |  | X
3 | 01 | 03 | 08 | 01 | 02 | 01 |  |  | 3.01.03.08.01.02.01 | CCTV Control Units | 7 | 3010308010201000 | pcs |  | Pr_75_50_18 | CTV-01ZZZZ | ED | CTV | 000 | N/A |  | X | X | X | X | [18 empty] | X | [15 empty] | X | [40 empty] | X | X | X | X | X | X |  | X
3 | 01 | 03 | 08 | 01 | 02 | 02 |  |  | 3.01.03.08.01.02.02 | Surveillance Cameras | 7 | 3010308010202000 | pcs |  | Pr_60_75_86_30 | CAM-01ZZZZ | ED | CAM | 000 | N/A |  | X | X | X | X | [18 empty] | X | [15 empty] | X | [40 empty] | X | X | X | X | X | X |  | X
3 | 01 | 03 | 08 | 01 | 02 | 02 | 01 |  | 3.01.03.08.01.02.02.01 | Exterior Surveillance Camera | 8 | 3010308010202010 | pcs |  | Pr_60_75_86_30 | ECA-01ZZZZ | ED | ECA | 000 | N/A |  | X | X | X | X | [18 empty] | X | [56 empty] | X | X | X | X | X | X |  | X
3 | 01 | 03 | 08 | 01 | 02 | 02 | 02 |  | 3.01.03.08.01.02.02.02 | Interior Surveillance Camera | 8 | 3010308010202020 | pcs |  | Pr_60_75_86_30 | ICA-01ZZZZ | ED | ICA | 000 | N/A |  | X | X | X | X | [18 empty] | X | [56 empty] | X | X | X | X | X | X |  | X
3 | 01 | 03 | 08 | 01 | 02 | 02 | 03 |  | 3.01.03.08.01.02.02.03 | CCTV system outdoor racks | 8 | 3010308010202030 | pcs |  | Pr_80_77_27_42 | CSR-01ZZZZ | ED | CSR | 000 | N/A |  | X | X | X | X | [18 empty] | X | [56 empty] | X | X | X | X | X | X |  | X
3 | 01 | 03 | 08 | 01 | 02 | 02 | 04 |  | 3.01.03.08.01.02.02.04 | Commutation boxes | 8 | 3010308010202040 | pcs |  | Pr_65_72_97_27 | CBX-01ZZZZ | ED | CBX | 000 | N/A |  | X | X | X | X | [18 empty] | X | [56 empty] | X | X | X | X | X | X |  | X
3 | 01 | 03 | 08 | 01 | 02 | 02 | 05 |  | 3.01.03.08.01.02.02.05 | Thermostat | 8 | 3010308010202050 | pcs |  | Pr_75_50_76_27 | THM-02ZZZZ | ED | THM | 000 | N/A |  | X | X | X | X | [18 empty] | X | [56 empty] | X | X | X | X | X | X |  | X
3 | 01 | 03 | 08 | 01 | 02 | 02 | 06 |  | 3.01.03.08.01.02.02.06 | Heater element | 8 | 3010308010202060 | pcs |  | Pr_70_60_36_29 | HEL-01ZZZZ | ED | HEL | 000 | N/A |  | X | X | X | X | [18 empty] | X | [56 empty] | X | X | X | X | X | X |  | X
3 | 01 | 03 | 08 | 01 | 02 | 03 |  |  | 3.01.03.08.01.02.03 | Surveillance Monitors | 7 | 3010308010203000 | pcs |  | Pr_60_75_86_79 | SMN-01ZZZZ | ED | SMN | 000 | N/A |  | X | X | X | X | [18 empty] | X | [56 empty] | X | X | X | X | X | X |  | X
3 | 01 | 03 | 08 | 01 | 02 | 04 |  |  | 3.01.03.08.01.02.04 | Surveillance Hardware | 7 | 3010308010204000 | pcs |  | Pr_60_75_86 | SHD-01ZZZZ | ED | SHD | 000 | N/A |  | X | X | X | X | [18 empty] | X | [56 empty] | X | X | X | X | X | X |  | X
3 | 01 | 03 | 08 | 01 | 02 | 05 |  |  | 3.01.03.08.01.02.05 | Camera mounting elements | 7 | 3010308010205000 | pcs |  | Pr_60_75_86 | MNT-01ZZZZ | ED | MNT | 000 | N/A |  | X | X | X | X | [18 empty] | X | [56 empty] | X | X | X | X | X | X |  | X
3 | 01 | 03 | 08 | 01 | 02 | 05 | 01 |  | 3.01.03.08.01.02.05.01 | Camera mounting pole with base | 8 | 3010308010205010 | set |  | Pr_20_85_50 | MNP-01ZZZZ | ED | MNP | 000 | N/A |  | X | X | X | X | [18 empty] | X | [56 empty] | X | X | X | X | X | X |  | X
3 | 01 | 03 | 08 | 01 | 02 | 05 | 02 |  | 3.01.03.08.01.02.05.02 | Camera mounting bracket and wall mount | 8 | 3010308010205020 | set |  | Pr_80_77_28_10 | MNB-01ZZZZ | ED | MNB | 000 | N/A |  | X | X | X | X | [18 empty] | X | [56 empty] | X | X | X | X | X | X |  | X
3 | 01 | 03 | 08 | 01 | 03 |  |  |  | 3.01.03.08.01.03 | CCTV System Cabinet | 6 | 3010308010300000 | pcs |  | Pr_70_75 | CBN-06ZZZZ | ED | CBN | 000 | N/A |  | X | X | X | X | [18 empty] | X | [56 empty] | X | X | X | X | X | X |  | X
3 | 01 | 03 | 08 | 01 | 03 | 01 |  |  | 3.01.03.08.01.03.01 | Server | 7 | 3010308010301000 | set |  | Pr_70_75_15_80 | SVR-06ZZZZ | ED | SVR | 000 | N/A |  | X | X | X | X | [18 empty] | X | [56 empty] | X | X | X | X | X | X |  | X
3 | 01 | 03 | 08 | 01 | 03 | 02 |  |  | 3.01.03.08.01.03.02 | Switch | 7 | 3010308010302000 | pcs |  | Pr_65_54_30 | UPS-06ZZZZ | ED | FSS | 000 | N/A |  | X | X | X | X | [18 empty] | X | [56 empty] | X | X | X | X | X | X |  | X
3 | 01 | 03 | 08 | 01 | 03 | 03 |  |  | 3.01.03.08.01.03.03 | UPS Devices | 7 | 3010308010303000 | pcs |  | Pr_60_70_64_93 | FSS-06ZZZZ | ED | UPS | 000 | N/A |  | X | X | X | X | [18 empty] | X | [56 empty] | X | X | X | X | X | X |  | X
3 | 01 | 03 | 08 | 01 | 03 | 04 |  |  | 3.01.03.08.01.03.04 | Router Devices | 7 | 3010308010304000 | pcs |  | Pr_70_75_52_72 | RTR-06ZZZZ | ED | RTR | 000 | N/A |  | X | X | X | X | [18 empty] | X | [56 empty] | X | X | X | X | X | X |  | X
3 | 01 | 03 | 08 | 01 | 04 |  |  |  | 3.01.03.08.01.04 | Security Alarm System | 6 | 3010308010400000 | pcs |  | Pr_75_50_18 | SAS-01ZZZZ | ED | SAS | 000 | N/A |  | X | X | X | X | [18 empty] | X | [56 empty] | X | X | X | X | X | X |  | X
3 | 01 | 03 | 08 | 01 | 04 | 01 |  |  | 3.01.03.08.01.04.01 | Control Units | 7 | 3010308010401000 | pcs |  | Pr_75_50_18 | CUN-01ZZZZ | ED | CUN | 000 | N/A |  | X | X | X | X | [18 empty] | X | [56 empty] | X | X | X | X | X | X |  | X
3 | 01 | 03 | 08 | 01 | 04 | 02 |  |  | 3.01.03.08.01.04.02 | Intrusion Detection Sensors | 7 | 3010308010402000 | set |  | Ss_75_40_73 | IDS-01ZZZZ | ED | IDS | 000 | N/A |  | X | X | X | X | [18 empty] | X | [56 empty] | X | X | X | X | X | X |  | X
3 | 01 | 03 | 08 | 01 | 04 | 03 |  |  | 3.01.03.08.01.04.03 | Security Alarm Panel | 7 | 3010308010403000 | pcs |  | Pr_75_50_18 | SAP-01ZZZZ | ED | SAP | 000 | N/A |  | X | X | X | X | [18 empty] | X | [56 empty] | X | X | X | X | X | X |  | X
3 | 01 | 03 | 08 | 01 | 04 | 04 |  |  | 3.01.03.08.01.04.04 | Security Entry Keypads | 7 | 3010308010404000 | pcs |  | Pr_75_30_30 | SEK-01ZZZZ | ED | SEK | 000 | N/A |  | X | X | X | X | [18 empty] | X | [56 empty] | X | X | X | X | X | X |  | X
Level 1: 3; Level 2: 01; Level 3: 03; Level 4: 08; Level 5: 02 | 3.01.03.08.02 | Access Control | 5 | 3010308020000000 | [9 empty] | X | X | X | X | [18 empty] | X | [56 empty] | X | X | X | X | X | X |  | X
3 | 01 | 03 | 08 | 02 | 01 |  |  |  | 3.01.03.08.02.01 | Access Control System Distribution | 6 | 3010308020100000 | set |  | Pr_65_70_15 | ACD-01ZZZZ | ED | ACD | 000 | N/A |  | X | X | X | X | [18 empty] | X | [56 empty] | X | X | X | X | X | X |  | X
3 | 01 | 03 | 08 | 02 | 01 | 01 |  |  | 3.01.03.08.02.01.01 | Copper Cable | 7 | 3010308020101000 | m |  | Pr_65_70_15 | CPL-02ZZZZ | ED | CPL | 000 | N/A |  | X | X | X | X | [18 empty] | X | [56 empty] | X | X | X | X | X | X |  | X
3 | 01 | 03 | 08 | 02 | 01 | 02 |  |  | 3.01.03.08.02.01.02 | Fiber-optic Cable | 7 | 3010308020102000 | m |  | Pr_65_70_15_58 | OPL-13ZZZZ | ED | OPL | 000 | N/A |  | X | X | X | X | [18 empty] | X | [56 empty] | X | X | X | X | X | X |  | X
3 | 01 | 03 | 08 | 02 | 01 | 03 |  |  | 3.01.03.08.02.01.03 | Converter | 7 | 3010308020103000 | pcs |  | Pr_75_75_90 | CNR-03ZZZZ | ED | CNV | 000 | N/A |  | X | X | X | X | [18 empty] | X | [56 empty] | X | X | X | X | X | X |  | X
3 | 01 | 03 | 08 | 02 | 02 |  |  |  | 3.01.03.08.02.02 | Access Control Equipment | 6 | 3010308020200000 | pcs |  | Pr_75_50_18 | ACE-01ZZZZ | ED | ACE | 000 | N/A |  | X | X | X | X | [18 empty] | X | [56 empty] | X | X | X | X | X | X |  | X
3 | 01 | 03 | 08 | 02 | 02 | 01 |  |  | 3.01.03.08.02.02.01 | Access Control Units | 7 | 3010308020201000 | pcs |  | Pr_75_50_18 | ACU-01ZZZZ | ED | ACU | 000 | N/A |  | X | X | X | X | [18 empty] | X | [56 empty] | X | X | X | X | X | X |  | X
3 | 01 | 03 | 08 | 02 | 02 | 02 |  |  | 3.01.03.08.02.02.02 | Security Entry Module Readers/Finger Prints etc. | 7 | 3010308020202000 | pcs |  | Pr_30_36_08_80 | SEN-01ZZZZ | ED | SEN | 000 | N/A |  | X | X | X | X | [18 empty] | X | [56 empty] | X | X | X | X | X | X |  | X
3 | 01 | 03 | 08 | 02 | 02 | 03 |  |  | 3.01.03.08.02.02.03 | Barriers and Gates | 7 | 3010308020203000 | m |  | Pr_30_59_33_78 | GAT-03ZZZZ | ED | GAT | 000 | N/A |  | X | X | X | X | [18 empty] | X | [56 empty] | X | X | X | X | X | X |  | X
3 | 01 | 03 | 08 | 02 | 02 | 04 |  |  | 3.01.03.08.02.02.04 | Exit button for barrier | 7 | 3010308020204000 | pcs |  | Pr_75_30_30_71 | BUT-01ZZZZ | ED | BUT | 000 | N/A |  | X | X | X | X | [18 empty] | X | [56 empty] | X | X | X | X | X | X |  | X
3 | 01 | 03 | 08 | 02 | 02 | 05 |  |  | 3.01.03.08.02.02.05 | Disabled Access Controls | 7 | 3010308020205000 | pcs |  | Ss_75_40_02 | DAC-01ZZZZ | ED | DAC | 000 | N/A |  | X | X | X | X | [18 empty] | X | [56 empty] | X | X | X | X | X | X |  | X
3 | 01 | 03 | 08 | 02 | 02 | 06 |  |  | 3.01.03.08.02.02.06 | Security Vehicle Keypads | 7 | 3010308020206000 | pcs |  | Pr_75_30_30_01 | SVK-01ZZZZ | ED | SVK | 000 | N/A |  | X | X | X | X | [18 empty] | X | [56 empty] | X | X | X | X | X | X |  | X
3 | 01 | 03 | 08 | 02 | 02 | 07 |  |  | 3.01.03.08.02.02.07 | Commutation boxes | 7 | 3010308020207000 | pcs |  | Pr_80_77_28 | CBX-02ZZZZ | ED | CBX | 000 | N/A |  | X | X | X | X | [18 empty] | X | [56 empty] | X | X | X | X | X | X |  | X
3 | 01 | 03 | 08 | 02 | 03 |  |  |  | 3.01.03.08.02.03 | Access Control Cabinet | 6 | 3010308020300000 | pcs |  | Pr_70_75 | CBN-07ZZZZ | ED | CBN | 000 | N/A |  | X | X | X | X | [18 empty] | X | [56 empty] | X | X | X | X | X | X |  | X
3 | 01 | 03 | 08 | 02 | 03 | 01 |  |  | 3.01.03.08.02.03.01 | Server | 7 | 3010308020301000 | set |  | Pr_70_75_15_80 | SVR-07ZZZZ | ED | SVR | 000 | N/A |  | X | X | X | X | [18 empty] | X | [56 empty] | X | X | X | X | X | X |  | X
3 | 01 | 03 | 08 | 02 | 03 | 02 |  |  | 3.01.03.08.02.03.02 | Switches | 7 | 3010308020302000 | pcs |  | Pr_65_54_30 | UPS-07ZZZZ | ED | FSS | 000 | N/A |  | X | X | X | X | [18 empty] | X | [56 empty] | X | X | X | X | X | X |  | X
3 | 01 | 03 | 08 | 02 | 03 | 03 |  |  | 3.01.03.08.02.03.03 | UPS Devices | 7 | 3010308020303000 | pcs |  | Pr_75_80_42 | FSS-07ZZZZ | ED | UPS | 000 | N/A |  | X | X | X | X | [18 empty] | X | [56 empty] | X | X | X | X | X | X |  | X
3 | 01 | 03 | 08 | 02 | 03 | 04 |  |  | 3.01.03.08.02.03.04 | Router Devices | 7 | 3010308020304000 | pcs |  | Pr_70_75_52_72 | RTR-07ZZZZ | ED | RTR | 000 | N/A |  | X | X | X | X | [18 empty] | X | [56 empty] | X | X | X | X | X | X |  | X
Level 1: 3; Level 2: 01; Level 3: 03; Level 4: 09 | 3.01.03.09 | Fire Safety and Emergency Systems | 4 | 3010309000000000 | [9 empty] | X | X | X | X | [18 empty] | X | [56 empty] | X | X | X | X | X | X |  | X
Level 1: 3; Level 2: 01; Level 3: 03; Level 4: 09; Level 5: 01 | 3.01.03.09.01 | Fire Safety | 5 | 3010309010000000 | [9 empty] | X | X | X | X | [18 empty] | X | [56 empty] | X | X | X | X | X | X |  | X
3 | 01 | 03 | 09 | 01 | 01 |  |  |  | 3.01.03.09.01.01 | Fire detection systems | 6 | 3010309010100000 | set |  | Ss_75_50_28 | FDS-01ZZZZ | FI | FDS | 000 |  |  | X | X | X | X | [18 empty] | X | [56 empty] | X | X | X | X | X | X |  | X
3 | 01 | 03 | 09 | 01 | 01 | 01 |  |  | 3.01.03.09.01.01.01 | Fire alarm Initiating devices | 7 | 3010309010101000 | pcs |  | Pr_75_80_30 | FAR-00ZZZZ | FI | FAR | 000 |  |  | X | X | X | X | [18 empty] | X | [56 empty] | X | X | X | X | X | X |  | X
3 | 01 | 03 | 09 | 01 | 01 | 01 | 01 |  | 3.01.03.09.01.01.01.01 | Manual Fire alarm Initiating devices | 8 | 3010309010101010 | pcs |  | Pr_75_80_30_50 | FAR-01ZZZZ | FI | FAR | MAN |  |  | X | X | X | X | [18 empty] | X | [56 empty] | X | X | X | X | X | X |  | X
3 | 01 | 03 | 09 | 01 | 01 | 01 | 01 | 01 | 3.01.03.09.01.01.01.01.01 | Fire Alarm Pull Stations | 9 | 3010309010101010 | pcs |  | Pr_75_80_30_50 | FAP-01ZZZZ | FI | FAP | 000 |  |  | X | X | X | X | [18 empty] | X | [56 empty] | X | X | X | X | X | X |  | X
3 | 01 | 03 | 09 | 01 | 01 | 01 | 01 | 02 | 3.01.03.09.01.01.01.01.02 | Fire Alarm break glass stations | 9 | 3010309010101010 | pcs |  | Pr_75_80_30_50 | BGL-01ZZZZ | FI | BGL | 000 |  |  | X | X | X | X | [18 empty] | X | [56 empty] | X | X | X | X | X | X |  | X
3 | 01 | 03 | 09 | 01 | 01 | 01 | 01 | 03 | 3.01.03.09.01.01.01.01.03 | Fire Alarm Buttons | 9 | 3010309010101010 | pcs |  | Pr_75_80_30_50 | FAB-01ZZZZ | FI | FAB | 000 |  |  | X | X | X | X | [18 empty] | X | [56 empty] | X | X | X | X | X | X |  | X
3 | 01 | 03 | 09 | 01 | 01 | 01 | 02 |  | 3.01.03.09.01.01.01.02 | Automatic Fire alarm Initiating devices | 8 | 3010309010101020 | pcs |  | Pr_75_80_30 | FAR-02ZZZZ | FI | FAR | AUT |  |  | X | X | X | X | [18 empty] | X | [56 empty] | X | X | X | X | X | X |  | X
3 | 01 | 03 | 09 | 01 | 01 | 01 | 02 | 01 | 3.01.03.09.01.01.01.02.01 | Heat detector | 9 | 3010309010101020 | pcs |  | Pr_75_50_76 | HTD-01ZZZZ | FI | HTD | 000 |  |  | X | X | X | X | [18 empty] | X | [56 empty] | X | X | X | X | X | X |  | X
3 | 01 | 03 | 09 | 01 | 01 | 01 | 02 | 02 | 3.01.03.09.01.01.01.02.02 | Flame detector | 9 | 3010309010101020 | pcs |  | Pr_75_80_30 | FLM-01ZZZZ | FI | FLM | 000 |  |  | X | X | X | X | [18 empty] | X | [56 empty] | X | X | X | X | X | X |  | X
3 | 01 | 03 | 09 | 01 | 01 | 01 | 02 | 03 | 3.01.03.09.01.01.01.02.03 | Smoke detector | 9 | 3010309010101020 | pcs |  | Pr_75_50_76 | SMD-01ZZZZ | FI | SMD | 000 |  |  | X | X | X | X | [18 empty] | X | [56 empty] | X | X | X | X | X | X |  | X
3 | 01 | 03 | 09 | 01 | 01 | 02 |  |  | 3.01.03.09.01.01.02 | Fire Alarm Control Panels | 7 | 3010309010102000 | pcs |  | Pr_75_80_30_29 | ACP-01ZZZZ | FI | ACP | 000 |  |  | X | X | X | X | [18 empty] | X | [56 empty] | X | X | X | X | X | X |  | X
3 | 01 | 03 | 09 | 01 | 01 | 03 |  |  | 3.01.03.09.01.01.03 | Cabinets | 7 | 3010309010103000 | pcs |  | Pr_40_30_75_29 | CBN-08ZZZZ | FI | CBN | 000 |  |  | X | X | X | X | [18 empty] | X | [56 empty] | X | X | X | X | X | X |  | X
3 | 01 | 03 | 09 | 01 | 01 | 03 | 01 |  | 3.01.03.09.01.01.03.01 | Server | 8 | 3010309010103010 | set |  | Pr_70_75_15_80 | SVR-08ZZZZ | FI | SVR | 000 |  |  | X | X | X | X | [18 empty] | X | [56 empty] | X | X | X | X | X | X |  | X
3 | 01 | 03 | 09 | 01 | 01 | 03 | 02 |  | 3.01.03.09.01.01.03.02 | Switch | 8 | 3010309010103020 | pcs |  | Pr_65_54_30 | UPS-08ZZZZ | FI | FSS | 000 |  |  | X | X | X | X | [18 empty] | X | [56 empty] | X | X | X | X | X | X |  | X
3 | 01 | 03 | 09 | 01 | 01 | 03 | 03 |  | 3.01.03.09.01.01.03.03 | UPS Devices | 8 | 3010309010103030 | pcs |  | Pr_75_80_42 | FSS-08ZZZZ | FI | UPS | 000 |  |  | X | X | X | X | [18 empty] | X | [56 empty] | X | X | X | X | X | X |  | X
3 | 01 | 03 | 09 | 01 | 01 | 03 | 04 |  | 3.01.03.09.01.01.03.04 | Router Devices | 8 | 3010309010103040 | pcs |  | Pr_70_75_52_72 | RTR-08ZZZZ | FI | RTR | 000 |  |  | X | X | X | X | [18 empty] | X | [56 empty] | X | X | X | X | X | X |  | X
3 | 01 | 03 | 09 | 01 | 02 |  |  |  | 3.01.03.09.01.02 | Fire supression | 6 | 3010309010200000 |  |  | Ss_55_30 | FSP-01ZZZZ | FI | FSP | 000 |  |  | X | X | X | X | [18 empty] | X | [56 empty] | X | X | X | X | X | X |  | X
3 | 01 | 03 | 09 | 01 | 02 | 01 |  |  | 3.01.03.09.01.02.01 | Gas supression system | 7 | 3010309010201000 | set |  | Ss_55_30_35 | GSS-01ZZZZ | FI | GSS | 000 |  |  | X | X | X | X | [18 empty] | X | [56 empty] | X | X | X | X | X | X |  | X
3 | 01 | 03 | 09 | 01 | 02 | 01 | 01 |  | 3.01.03.09.01.02.01.01 | Gas supression Valves and Taps | 8 | 3010309010201010 | pcs |  | Pr_65_54_94 | GVL-01ZZZZ | FI | GVL | 000 |  |  | X | X | X | X | [18 empty] | X | [56 empty] | X | X | X | X | X | X |  | X
3 | 01 | 03 | 09 | 01 | 02 | 01 | 02 |  | 3.01.03.09.01.02.01.02 | Gas supression Piping | 8 | 3010309010201020 | m |  | Pr_65_52_63 | PIP-14ZZZZ | FI | PIP | GSP |  |  | X | X | X | X | [18 empty] | X | [56 empty] | X | X | X | X | X | X |  | X
3 | 01 | 03 | 09 | 01 | 02 | 01 | 03 |  | 3.01.03.09.01.02.01.03 | Gas supression Fittings | 8 | 3010309010201030 | pcs |  | Pr_65_52_63 | PFT-14ZZZZ | FI | PFT | GSP |  |  | X | X | X | X | [18 empty] | X | [56 empty] | X | X | X | X | X | X |  | X
3 | 01 | 03 | 09 | 01 | 02 | 01 | 04 |  | 3.01.03.09.01.02.01.04 | Gas supression Nozzle | 8 | 3010309010201040 | pcs |  | Pr_70_55_97_57 | GNL-01ZZZZ | FI | GNL | 000 |  |  | X | X | X | X | [18 empty] | X | [56 empty] | X | X | X | X | X | X |  | X
3 | 01 | 03 | 09 | 01 | 02 | 01 | 05 |  | 3.01.03.09.01.02.01.05 | Gas supression Storage Containers | 8 | 3010309010201050 | pcs |  | Pr_60_50_33 | GSC-01ZZZZ | FI | GSC | 000 |  |  | X | X | X | X | [18 empty] | X | [56 empty] | X | X | X | X | X | X |  | X
3 | 01 | 03 | 09 | 01 | 02 | 02 |  |  | 3.01.03.09.01.02.02 | Dry powder supression system | 7 | 3010309010202000 | set |  | Pr_40_50_28_24 | DPS-01ZZZZ | FI | DPS | 000 |  |  | X | X | X | X | [18 empty] | X | [56 empty] | X | X | X | X | X | X |  | X
3 | 01 | 03 | 09 | 01 | 02 | 02 | 01 |  | 3.01.03.09.01.02.02.01 | Dry powder supression Tanks | 8 | 3010309010202010 | pcs |  | Pr_60_50_96 | TNK-03ZZZZ | FI | TNK | WAT |  |  | X | X | X | X | [18 empty] | X | [56 empty] | X | X | X | X | X | X |  | X
3 | 01 | 03 | 09 | 01 | 02 | 02 | 02 |  | 3.01.03.09.01.02.02.02 | Dry powder supression Valves and Taps | 8 | 3010309010202020 | pcs |  | Pr_65_54_94 | DPV-01ZZZZ | FI | DPV | 000 |  |  | X | X | X | X | [18 empty] | X | [56 empty] | X | X | X | X | X | X |  | X
3 | 01 | 03 | 09 | 01 | 02 | 02 | 03 |  | 3.01.03.09.01.02.02.03 | Dry powder supression Piping | 8 | 3010309010202030 | m |  | Pr_65_52_63 | PIP-15ZZZZ | FI | PIP | DPS |  |  | X | X | X | X | [18 empty] | X | [56 empty] | X | X | X | X | X | X |  | X
3 | 01 | 03 | 09 | 01 | 02 | 02 | 04 |  | 3.01.03.09.01.02.02.04 | Dry powder supression Fittings | 8 | 3010309010202040 | pcs |  | Pr_65_52_63 | PFT-15ZZZZ | FI | PFT | DPS |  |  | X | X | X | X | [18 empty] | X | [56 empty] | X | X | X | X | X | X |  | X
3 | 01 | 03 | 09 | 01 | 02 | 02 | 05 |  | 3.01.03.09.01.02.02.05 | Dry powder supression Nozzles | 8 | 3010309010202050 | pcs |  | Pr_70_55_97_57 | DNL-01ZZZZ | FI | DNL | 000 |  |  | X | X | X | X | [18 empty] | X | [56 empty] | X | X | X | X | X | X |  | X
3 | 01 | 03 | 09 | 01 | 02 | 02 | 06 |  | 3.01.03.09.01.02.02.06 | Dry powder supression Storage Containers | 8 | 3010309010202060 | pcs |  | Pr_60_50_67 | DSC-01ZZZZ | FI | DSC | 000 |  |  | X | X | X | X | [18 empty] | X | [56 empty] | X | X | X | X | X | X |  | X
3 | 01 | 03 | 09 | 01 | 02 | 03 |  |  | 3.01.03.09.01.02.03 | Sprinkler system | 7 | 3010309010203000 | set |  | Ss_55_30_98_85 | SPS-01ZZZZ | FI | SPS | 000 |  |  | X | X | X | X | [18 empty] | X | [56 empty] | X | X | X | X | X | X |  | X
3 | 01 | 03 | 09 | 01 | 02 | 03 | 01 |  | 3.01.03.09.01.02.03.01 | Sprinkler system Tanks | 8 | 3010309010203010 | pcs |  | Pr_60_50_96 | TNK-04ZZZZ | FI | TNK | WAT |  |  | X | X | X | X | [18 empty] | X | [56 empty] | X | X | X | X | X | X |  | X
3 | 01 | 03 | 09 | 01 | 02 | 03 | 02 |  | 3.01.03.09.01.02.03.02 | Sprinkler system Valves and Taps | 8 | 3010309010203020 | pcs |  | Pr_65_54_94 | SPV-01ZZZZ | FI | SPV | 000 |  |  | X | X | X | X | [18 empty] | X | [56 empty] | X | X | X | X | X | X |  | X
3 | 01 | 03 | 09 | 01 | 02 | 03 | 03 |  | 3.01.03.09.01.02.03.03 | Sprinkler system Piping | 8 | 3010309010203030 | m |  | Pr_65_52_63 | PIP-16ZZZZ | FI | PIP | SPR |  |  | X | X | X | X | [18 empty] | X | [56 empty] | X | X | X | X | X | X |  | X
3 | 01 | 03 | 09 | 01 | 02 | 03 | 04 |  | 3.01.03.09.01.02.03.04 | Sprinkler system Fittings | 8 | 3010309010203040 | pcs |  | Pr_65_52_63 | PFT-16ZZZZ | FI | PFT | SPR |  |  | X | X | X | X | [18 empty] | X | [56 empty] | X | X | X | X | X | X |  | X
3 | 01 | 03 | 09 | 01 | 02 | 03 | 05 |  | 3.01.03.09.01.02.03.05 | Sprinkler system Sprinkler Heads | 8 | 3010309010203050 | pcs |  | Pr_70_55_97_84 | SHS-01ZZZZ | FI | SHS | 000 |  |  | X | X | X | X | [18 empty] | X | [56 empty] | X | X | X | X | X | X |  | X
3 | 01 | 03 | 09 | 01 | 02 | 03 | 06 |  | 3.01.03.09.01.02.03.06 | Sprinkler system Pumps | 8 | 3010309010203060 | pcs |  | Pr_70_55_76_62 | SPM-01ZZZZ | FI | SPM | 000 |  |  | X | X | X | X | [18 empty] | X | [56 empty] | X | X | X | X | X | X |  | X
3 | 01 | 03 | 09 | 01 | 02 | 03 | 07 |  | 3.01.03.09.01.02.03.07 | Sprinkler system Pumps Stations | 8 | 3010309010203070 | set |  | Pr_70_55_76_62 | SPM-02ZZZZ | FI | SPM | STN |  |  | X | X | X | X | [18 empty] | X | [56 empty] | X | X | X | X | X | X |  | X
3 | 01 | 03 | 09 | 01 | 02 | 04 |  |  | 3.01.03.09.01.02.04 | Trench system | 7 | 3010309010204000 | set |  | Ss_37_16_90 | TNS-01ZZZZ | FI | TNS | 000 |  |  | X | X | X | X | [18 empty] | X | [56 empty] | X | X | X | X | X | X |  | X
3 | 01 | 03 | 09 | 01 | 02 | 04 | 01 |  | 3.01.03.09.01.02.04.01 | Trench system Tanks | 8 | 3010309010204010 | pcs |  | Pr_60_50_96 | TNK-05ZZZZ | FI | TNK | WAT |  |  | X | X | X | X | [18 empty] | X | [56 empty] | X | X | X | X | X | X |  | X
3 | 01 | 03 | 09 | 01 | 02 | 04 | 02 |  | 3.01.03.09.01.02.04.02 | Trench system Valves and Taps | 8 | 3010309010204020 | pcs |  | Pr_65_54_94 | TSV-01ZZZZ | FI | TSV | 000 |  |  | X | X | X | X | [18 empty] | X | [56 empty] | X | X | X | X | X | X |  | X
3 | 01 | 03 | 09 | 01 | 02 | 04 | 03 |  | 3.01.03.09.01.02.04.03 | Trench system Piping | 8 | 3010309010204030 | m |  | Pr_65_52_63 | PIP-17ZZZZ | FI | PIP | TRN |  |  | X | X | X | X | [18 empty] | X | [56 empty] | X | X | X | X | X | X |  | X
3 | 01 | 03 | 09 | 01 | 02 | 04 | 04 |  | 3.01.03.09.01.02.04.04 | Trench system Fittings | 8 | 3010309010204040 | pcs |  | Pr_65_52_63 | PFT-17ZZZZ | FI | PFT | TRN |  |  | X | X | X | X | [18 empty] | X | [56 empty] | X | X | X | X | X | X |  | X
3 | 01 | 03 | 09 | 01 | 02 | 04 | 05 |  | 3.01.03.09.01.02.04.05 | Trench system trench Heads | 8 | 3010309010204050 | pcs |  | Pr_70_55_97_84 | TSH-01ZZZZ | FI | TSH | 000 |  |  | X | X | X | X | [18 empty] | X | [56 empty] | X | X | X | X | X | X |  | X
3 | 01 | 03 | 09 | 01 | 02 | 04 | 06 |  | 3.01.03.09.01.02.04.06 | Trench system Pumps | 8 | 3010309010204060 | pcs |  | Pr_70_55_76_62 | TPM-01ZZZZ | FI | TPM | 000 |  |  | X | X | X | X | [18 empty] | X | [56 empty] | X | X | X | X | X | X |  | X
3 | 01 | 03 | 09 | 01 | 02 | 04 | 07 |  | 3.01.03.09.01.02.04.07 | Trench system Pumps Stations | 8 | 3010309010204070 | set |  | Pr_70_55_76_62 | TPM-02ZZZZ | FI | TPM | STN |  |  | X | X | X | X | [18 empty] | X | [56 empty] | X | X | X | X | X | X |  | X
3 | 01 | 03 | 09 | 01 | 02 | 05 |  |  | 3.01.03.09.01.02.05 | Hydrants | 7 | 3010309010205000 | pcs |  | Pr_70_55_97 | FIR-00ZZZZ | FI | FIR | 000 |  |  | X | X | X | X | [18 empty] | X | [56 empty] | X | X | X | X | X | X |  | X
3 | 01 | 03 | 09 | 01 | 02 | 05 | 01 |  | 3.01.03.09.01.02.05.01 | Hydrant | 8 | 3010309010205010 | pcs |  | Pr_70_55_97_01 | FIR-01ZZZZ | FI | FIR | HYD |  |  | X | X | X | X | [18 empty] | X | [56 empty] | X | X | X | X | X | X |  | X
3 | 01 | 03 | 09 | 01 | 02 | 05 | 02 |  | 3.01.03.09.01.02.05.02 | Internal hydrant Cabinet With Complecation | 8 | 3010309010205020 | pcs |  | Ss_55_30_96_30 | CAB-01ZZZZ | FI | CAB | HYD |  |  | X | X | X | X | [18 empty] | X | [56 empty] | X | X | X | X | X | X |  | X
3 | 01 | 03 | 09 | 01 | 02 | 05 | 03 |  | 3.01.03.09.01.02.05.03 | Internal hydrant on reels | 8 | 3010309010205030 | pcs |  | Ss_55_30_96_30 | RLS-01ZZZZ | FI | RLS | HYD |  |  | X | X | X | X | [18 empty] | X | [56 empty] | X | X | X | X | X | X |  | X
3 | 01 | 03 | 09 | 01 | 03 |  |  |  | 3.01.03.09.01.03 | Fire protection fill for voids | 6 | 3010309010300000 | m |  | Pr_25_80_79 | SFB-01ZZZZ | FI | SFB | 000 |  |  | X | X | X | X | [18 empty] | X | [56 empty] | X | X | X | X | X | X |  | X
Level 1: 3; Level 2: 01; Level 3: 03; Level 4: 09; Level 5: 02 | 3.01.03.09.02 | Gas leakage detection systems | 5 | 3010309020000000 |  |  | Ss_75_50_33 | GLS-01ZZZZ | EG | GLS | 000 |  |  | X | X | X | X | [18 empty] | X | [56 empty] | X | X | X | X | X | X |  | X
3 | 01 | 03 | 09 | 02 | 01 |  |  |  | 3.01.03.09.02.01 | Gas leakage detection System Distribution | 6 | 3010309020100000 | set |  | Pr_65_70_15_58 | OPL-20ZZZZ | EG | OPL | 000 |  |  | X | X | X | X | [18 empty] | X | [56 empty] | X | X | X | X | X | X |  | X
3 | 01 | 03 | 09 | 02 | 01 | 01 |  |  | 3.01.03.09.02.01.01 | Fiber-optic Cable | 7 | 3010309020101000 | m |  | Pr_65_70_15_58 | OPL-21ZZZZ | EG | OPL | 000 |  |  | X | X | X | X | [18 empty] | X | [56 empty] | X | X | X | X | X | X |  | X
3 | 01 | 03 | 09 | 02 | 02 |  |  |  | 3.01.03.09.02.02 | Gas leakage alarm Initiating devices | 6 | 3010309020200000 | pcs |  | Pr_75_50_76 | GAD-01ZZZZ | EG | GAD | 000 |  |  | X | X | X | X | [18 empty] | X | [56 empty] | X | X | X | X | X | X |  | X
3 | 01 | 03 | 09 | 02 | 02 | 01 |  |  | 3.01.03.09.02.02.01 | Specific Substance Detectors | 7 | 3010309020201000 | pcs |  | Pr_75_50_76 | SPD-01ZZZZ | EG | SPD | 000 |  |  | X | X | X | X | [18 empty] | X | [56 empty] | X | X | X | X | X | X |  | X
3 | 01 | 03 | 09 | 02 | 02 | 02 |  |  | 3.01.03.09.02.02.02 | UV Detectors | 7 | 3010309020202000 | pcs |  | Pr_75_50_76 | UVD-01ZZZZ | EG | UVD | 000 |  |  | X | X | X | X | [18 empty] | X | [56 empty] | X | X | X | X | X | X |  | X
3 | 01 | 03 | 09 | 02 | 02 | 03 |  |  | 3.01.03.09.02.02.03 | IR Detectors | 7 | 3010309020203000 | pcs |  | Pr_75_50_76 | IRD-01ZZZZ | EG | IRD | 000 |  |  | X | X | X | X | [18 empty] | X | [56 empty] | X | X | X | X | X | X |  | X
3 | 01 | 03 | 09 | 02 | 03 |  |  |  | 3.01.03.09.02.03 | Gas leakage Control Panels | 6 | 3010309020300000 | pcs |  | Pr_75_50_18 | GLP-01ZZZZ | EG | GLP | 000 |  |  | X | X | X | X | [18 empty] | X | [56 empty] | X | X | X | X | X | X |  | X
3 | 01 | 03 | 09 | 02 | 04 |  |  |  | 3.01.03.09.02.04 | Cabinets | 6 | 3010309020400000 | pcs |  | Pr_40_30_75_29 | CBN-09ZZZZ | EG | CBN | 000 |  |  | X | X | X | X | [18 empty] | X | [56 empty] | X | X | X | X | X | X |  | X
3 | 01 | 03 | 09 | 02 | 05 | 01 |  |  | 3.01.03.09.02.05.01 | Server | 7 | 3010309020501000 | set |  | Pr_70_75_15_80 | SVR-09ZZZZ | EG | SVR | 000 |  |  | X | X | X | X | [18 empty] | X | [56 empty] | X | X | X | X | X | X |  | X
3 | 01 | 03 | 09 | 02 | 05 | 02 |  |  | 3.01.03.09.02.05.02 | Switch | 7 | 3010309020502000 | pcs |  | Pr_65_54_30 | UPS-09ZZZZ | EG | FSS | 000 |  |  | X | X | X | X | [18 empty] | X | [56 empty] | X | X | X | X | X | X |  | X
3 | 01 | 03 | 09 | 02 | 05 | 03 |  |  | 3.01.03.09.02.05.03 | UPS Devices | 7 | 3010309020503000 | pcs |  | Pr_75_80_42 | FSS-09ZZZZ | EG | UPS | 000 |  |  | X | X | X | X | [18 empty] | X | [56 empty] | X | X | X | X | X | X |  | X
3 | 01 | 03 | 09 | 02 | 05 | 04 |  |  | 3.01.03.09.02.05.04 | Router Devices | 7 | 3010309020504000 | pcs |  | Pr_70_75_52_72 | RTR-09ZZZZ | EG | RTR | 000 |  |  | X | X | X | X | [18 empty] | X | [56 empty] | X | X | X | X | X | X |  | X
Level 1: 3; Level 2: 01; Level 3: 03; Level 4: 09; Level 5: 03 | 3.01.03.09.03 | Water leakage detection systems | 5 | 3010309030000000 |  |  | Ss_75_50_50_96 | WLS-01ZZZZ | WE | WLS | 000 |  |  | X | X | X | X | [18 empty] | X | [56 empty] | X | X | X | X | X | X |  | X
3 | 01 | 03 | 09 | 03 | 01 |  |  |  | 3.01.03.09.03.01 | Water leakage detection System Distribution | 6 | 3010309030100000 | set |  | Pr_65_70_15_58 | OPL-30ZZZZ | WE | OPL | 000 |  |  | X | X | X | X | [18 empty] | X | [56 empty] | X | X | X | X | X | X |  | X
3 | 01 | 03 | 09 | 03 | 01 | 01 |  |  | 3.01.03.09.03.01.01 | Fiber-optic Cable | 7 | 3010309030101000 | m |  | Pr_65_70_15_58 | OPL-31ZZZZ | WE | OPL | 000 |  |  | X | X | X | X | [18 empty] | X | [56 empty] | X | X | X | X | X | X |  | X
3 | 01 | 03 | 09 | 03 | 02 |  |  |  | 3.01.03.09.03.02 | Water leakage alarm Initiating devices | 6 | 3010309030200000 | pcs |  | Pr_75_50_76 | LDS-20ZZZZ | WE | LDS | 000 |  |  | X | X | X | X | [18 empty] | X | [56 empty] | X | X | X | X | X | X |  | X
3 | 01 | 03 | 09 | 03 | 02 | 01 |  |  | 3.01.03.09.03.02.01 | Water leakage detector | 7 | 3010309030201000 | pcs |  | Pr_75_50_76 | LDS-21ZZZZ | WE | LDS | 000 |  |  | X | X | X | X | [18 empty] | X | [56 empty] | X | X | X | X | X | X |  | X
3 | 01 | 03 | 09 | 03 | 03 |  |  |  | 3.01.03.09.03.03 | Water leakage Control Panels | 6 | 3010309030300000 | pcs |  | Pr_75_50_18 | WLP-01ZZZZ | WE | WLP | 000 |  |  | X | X | X | X | [18 empty] | X | [56 empty] | X | X | X | X | X | X |  | X
3 | 01 | 03 | 09 | 03 | 04 |  |  |  | 3.01.03.09.03.04 | Cabinets | 6 | 3010309030400000 | pcs |  | Pr_40_30_75_29 | CBN-10ZZZZ | WE | CBN | 000 |  |  | X | X | X | X | [18 empty] | X | [56 empty] | X | X | X | X | X | X |  | X
3 | 01 | 03 | 09 | 03 | 04 | 01 |  |  | 3.01.03.09.03.04.01 | Server | 7 | 3010309030401000 | set |  | Pr_70_75_15_80 | SVR-10ZZZZ | WE | SVR | 000 |  |  | X | X | X | X | [18 empty] | X | [56 empty] | X | X | X | X | X | X |  | X
3 | 01 | 03 | 09 | 03 | 04 | 02 |  |  | 3.01.03.09.03.04.02 | Switch | 7 | 3010309030402000 | pcs |  | Pr_65_54_30 | UPS-10ZZZZ | WE | FSS | 000 |  |  | X | X | X | X | [18 empty] | X | [56 empty] | X | X | X | X | X | X |  | X
3 | 01 | 03 | 09 | 03 | 04 | 03 |  |  | 3.01.03.09.03.04.03 | UPS Devices | 7 | 3010309030403000 | pcs |  | Pr_75_80_42 | FSS-10ZZZZ | WE | UPS | 000 |  |  | X | X | X | X | [18 empty] | X | [56 empty] | X | X | X | X | X | X |  | X
3 | 01 | 03 | 09 | 03 | 04 | 04 |  |  | 3.01.03.09.03.04.04 | Router Devices | 7 | 3010309030404000 | pcs |  | Pr_70_75_52_72 | RTR-10ZZZZ | WE | RTR | 000 |  |  | X | X | X | X | [18 empty] | X | [56 empty] | X | X | X | X | X | X |  | X
Level 1: 3; Level 2: 01; Level 3: 03; Level 4: 09; Level 5: 04 | 3.01.03.09.04 | Alarm Devices | 5 | 3010309040000000 | pcs |  | Pr_75_80_30_30 | ALM-00ZZZZ | FI | ALM | 000 |  |  | X | X | X | X | [18 empty] | X | [56 empty] | X | X | X | X | X | X |  | X
3 | 01 | 03 | 09 | 04 | 01 |  |  |  | 3.01.03.09.04.01 | Alarm Bells | 6 | 3010309040100000 | pcs |  | Pr_75_80_30_30 | ALM-01ZZZZ | FI | ALM | BLS |  |  | X | X | X | X | [18 empty] | X | [56 empty] | X | X | X | X | X | X |  | X
3 | 01 | 03 | 09 | 04 | 02 |  |  |  | 3.01.03.09.04.02 | Alarm Strobes | 6 | 3010309040200000 | pcs |  | Pr_75_80_30_30 | ALM-02ZZZZ | FI | ALM | STR |  |  | X | X | X | X | [18 empty] | X | [56 empty] | X | X | X | X | X | X |  | X
3 | 01 | 03 | 09 | 04 | 03 |  |  |  | 3.01.03.09.04.03 | Alarm Horns | 6 | 3010309040300000 | pcs |  | Pr_75_80_30_30 | ALM-03ZZZZ | FI | ALM | HRN |  |  | X | X | X | X | [18 empty] | X | [56 empty] | X | X | X | X | X | X |  | X
3 | 01 | 03 | 09 | 04 | 04 |  |  |  | 3.01.03.09.04.04 | Alarm Chimes | 6 | 3010309040400000 | pcs |  | Pr_75_80_30_30 | ALM-04ZZZZ | FI | ALM | CHI | [6 empty] | X |  | X |  | X |  | X | X | X | X | X | X | X | X |  | X |  |  | X | X |  |  | X | X | X | X |  | X |  |  | X | X | [30 empty] | X | [23 empty] | X | [6 empty] | X |  |  |  | X
Level 1: 3; Level 2: 01; Level 3: 04 | 3.01.04 | Structures | 3 | 3010400000000000 | [13 empty] | X |  | X |  | X |  | X | X | X | X | X | X | X | X |  | X |  |  | X | [11 empty] | X | X | [30 empty] | X | [23 empty] | X | [6 empty] | X |  |  |  | X
Level 1: 3; Level 2: 01; Level 3: 04; Level 4: 01 | 3.01.04.01 | Foundations | 4 | 3010401000000000 | [13 empty] | X |  |  |  | X |  | X | X | X | X | X | X | X | X |  | X |  |  | X | [11 empty] | X | X | [30 empty] | X | [23 empty] | X | [6 empty] | ? |  |  |  | ?
Level 1: 3; Level 2: 01; Level 3: 04; Level 4: 01; Level 5: 01 | 3.01.04.01.01 | Sheet Piling | 5 | 3010401010000000 |  | Ss_20_60_30_85 | Ss_20_60_30_85 | SHP-00ZZZZ | STR | SHP | 000 | ??? | [5 empty] | X |  |  |  | X |  | X | X | X | X | X | X | X | X |  | X |  |  | X | [11 empty] | X | X | [30 empty] | X | [23 empty] | X | [6 empty] | ? |  |  |  | ?
3 | 01 | 04 | 01 | 01 | 01 |  |  |  | 3.01.04.01.01.01 | Sheet Piles | 6 | 3010401010100000 | m | Ss_20_60_30_85 | Pr_20_85_62_14 | SHP-01ZZZZ | STR | SHP | STP | ??? | [5 empty] | X |  |  |  | X |  | X | X | X | X | X | X | X | X |  | X |  |  | X | [11 empty] | X | X | [30 empty] | X | [23 empty] | X | [6 empty] | ? |  |  |  | ?
3 | 01 | 04 | 01 | 01 | 02 |  |  |  | 3.01.04.01.01.02 | Struts | 6 | 3010401010200000 | pcs | Ss_20_60_30_85 | Pr_20_85_86 | STU-01ZZZZ | STR | STU | 000 | ??? | [5 empty] | X |  |  |  | X |  | X | X | X | X | X | X | X | X |  | X |  |  | X | [11 empty] | X | X | [30 empty] | X | [23 empty] | X | [6 empty] | ? |  |  |  | ?
3 | 01 | 04 | 01 | 01 | 03 |  |  |  | 3.01.04.01.01.03 | Walers | 6 | 3010401010300000 | m | Ss_20_60_30_85 | Pr_20_85_62_96 | WLR-01ZZZZ | STR | WLR | 000 | ??? | [5 empty] | X |  |  |  | X |  | X | X | X | X | X | X | X | X |  | X |  |  | X | [11 empty] | X | X |  |  |  | X | [26 empty] | X |  |  |  |  | X | [18 empty] | X | X | [5 empty] | ? |  |  |  | ?
3 | 01 | 04 | 01 | 01 | 04 |  |  |  | 3.01.04.01.01.04 | Bracing | 6 | 3010401010400000 | pcs | Ss_20_60_30_85 | Pr_20_85_84_88 | BRC-01ZZZZ | STR | BRC | 000 | ??? | [5 empty] | X |  |  |  | X |  | X | X | X | X | X | X | X | X |  | X |  |  | X | [11 empty] | X | X | [30 empty] | X | [23 empty] | X | [6 empty] | ? |  |  |  | ?
3 | 01 | 04 | 01 | 01 | 05 |  |  |  | 3.01.04.01.01.05 | Backfill | 6 | 3010401010500000 | m³ |  | Pr_15_31_26 | FLL-07ZZZZ | STR | FLL | 000 | ??? | [5 empty] | X |  |  |  | X |  | X | X | X | X | X | X | X | X |  | X |  |  | X | [11 empty] | X | X | [30 empty] | X | [23 empty] | X | [6 empty] | X |  |  |  | X
Level 1: 3; Level 2: 01; Level 3: 04; Level 4: 01; Level 5: 02 | 3.01.04.01.02 | Piles | 5 | 3010401020000000 |  | Ss_20_05_65 | Ss_20_05_65 | SPC-00ZZZZ | STR | SPC | 000 | 308 | [5 empty] | X |  |  |  | X |  | X | X | X | X | X | X | X | X |  | X |  |  | X | [11 empty] | X | X | [30 empty] | X | [23 empty] | X | [6 empty] | ? |  |  |  | ?
3 | 01 | 04 | 01 | 02 | 01 |  |  |  | 3.01.04.01.02.01 | Piles | 6 | 3010401020100000 | m³ | Ss_20_05_65 | Pr_20_85_62_18 | SPC-01ZZZZ | STR | SPC | CON | 308 | [5 empty] | X |  |  |  | X |  | X | X | X | X | X | X | X | X |  | X |  |  | X | [11 empty] | X | X | [30 empty] | X | [23 empty] | X | [6 empty] | ? |  |  |  | ?
3 | 01 | 04 | 01 | 02 | 02 |  |  |  | 3.01.04.01.02.02 | Pile Reinforcement | 6 | 3010401020200000 | kg | Ss_20_05_65 | Pr_20_96_71 | RMB-02ZZZZ | STR | RMB | 000 | 350 | [5 empty] | X |  |  |  | X |  | X | X | X | X | X | X | X | X |  | X |  |  | X | [11 empty] | X | X | [30 empty] | X | [23 empty] | X | [6 empty] | ? |  |  |  | ?
3 | 01 | 04 | 01 | 02 | 03 |  |  |  | 3.01.04.01.02.03 | Embeds | 6 | 3010401020300000 | pcs | Ss_20_05_66 | Pr_20_29_03 | CD-02ZZZZ | STR | CD | 000 | 507 | [5 empty] | X |  | X |  | X |  | X | X | X | X | X | X | X | X |  | X |  |  | X | [11 empty] | X | X |  |  |  | X | [26 empty] | X |  |  |  |  | X | [18 empty] | X | X
Level 1: 3; Level 2: 01; Level 3: 04; Level 4: 01; Level 5: 03 | 3.01.04.01.03 | Bases | 5 | 3010401030000000 | m³ |  | Ss_15_30_17 | LVC-02ZZZZ | STR | LVC | 000 | 364 | [5 empty] | X |  | X |  | X |  | X | X | X | X | X | X | X | X |  | X |  |  | X | [12 empty] | X |  |  |  | X | [26 empty] | X |  |  |  |  | X | [18 empty] | X | X
Level 1: 3; Level 2: 01; Level 3: 04; Level 4: 01; Level 5: 04 | 3.01.04.01.04 | Foundation Slab | 5 | 3010401040000000 | m³ | Ss_20_05_15 | Ss_20_05_15 | SGS-00ZZZZ | STR | SGS | 000 | 302 | [5 empty] | X |  | X |  | X |  | X | X | X | X | X | X | X | X |  | X |  |  | X | [12 empty] | X |  |  |  | X | [26 empty] | X |  |  |  |  | X | [18 empty] | X | X
3 | 01 | 04 | 01 | 04 | 01 |  |  |  | 3.01.04.01.04.01 | Foundation Slab | 6 | 3010401040100000 | m³ | Ss_20_05_15 | Pr_20_85_13 | SGS-01ZZZZ | STR | SGS | 000 | 302 | [5 empty] | X |  | X |  | X |  | X | X | X | X | X | X | X | X |  | X |  |  | X | [12 empty] | X |  |  |  | X | [26 empty] | X |  |  |  |  | X | [18 empty] | X | X
3 | 01 | 04 | 01 | 04 | 02 |  |  |  | 3.01.04.01.04.02 | Foundation Slab Reinforcement | 6 | 3010401040200000 | kg | Ss_20_05_15 | Pr_20_96_71 | RMB-03ZZZZ | STR | RMB | 000 | 350 | [5 empty] | X |  | X |  | X |  | X | X | X | X | X | X | X | X |  | X |  |  | X | [12 empty] | X |  |  |  | X | [26 empty] | X |  |  |  |  | X | [18 empty] | X | X
3 | 01 | 04 | 01 | 04 | 03 |  |  |  | 3.01.04.01.04.03 | Embeds | 6 | 3010401040300000 | pcs | Ss_20_05_15 | Pr_20_29_03 | CD-03ZZZZ | STR | CD | 000 | 507 | [5 empty] | X |  | X |  | X |  | X | X | X | X | X | X | X | X |  | X |  |  | X | [11 empty] | X | X |  |  |  | X | [31 empty] | X | [18 empty] | X | X
Level 1: 3; Level 2: 01; Level 3: 04; Level 4: 01; Level 5: 05 | 3.01.04.01.05 | Footings | 5 | 3010401050000000 | m³ | Ss_20_05_15 | Ss_20_05_15 | SPF-00ZZZZ | STR | SPF | 000 | 530 | [5 empty] | X |  | X |  | X |  | X | X | X | X | X | X | X | X |  | X |  |  | X | [11 empty] | X | X |  |  |  | X | [31 empty] | X | [18 empty] | X | X
3 | 01 | 04 | 01 | 05 | 01 |  |  |  | 3.01.04.01.05.01 | Footings | 6 | 3010401050100000 | m³ | Ss_20_05_15 | Pr_20_85_13_32 | SPF-01ZZZZ | STR | SPF | 000 | 530 | [5 empty] | X |  | X |  | X |  | X | X | X | X | X | X | X | X |  | X |  |  | X | [11 empty] | X | X |  |  |  | X | [31 empty] | X | [18 empty] | X | X
3 | 01 | 04 | 01 | 05 | 02 |  |  |  | 3.01.04.01.05.02 | Footing Reinforcement | 6 | 3010401050200000 | kg | Ss_20_05_15 | Pr_20_96_71 | RMB-05ZZZZ | STR | RMB | 000 | 350 | [5 empty] | X |  | X |  | X |  | X | X | X | X | X | X | X | X |  | X |  |  | X | [11 empty] | X | X |  |  |  | X | [31 empty] | X | [18 empty] | X | X
3 | 01 | 04 | 01 | 05 | 03 |  |  |  | 3.01.04.01.05.03 | Embeds | 6 | 3010401050300000 | pcs | Ss_20_05_15 | Pr_20_29_03 | CD-05ZZZZ | STR | CD | 000 | 507 | [5 empty] | X |  | X |  | X |  | X |  |  | X | X |  | X | X |  | X |  |  | X | [11 empty] | X | X |  |  |  | X | [26 empty] | X |  |  |  |  | X | [18 empty] | X | X
Level 1: 3; Level 2: 01; Level 3: 04; Level 4: 01; Level 5: 06 | 3.01.04.01.06 | Strip footing | 5 | 3010401060000000 | m³ | Ss_20_05_15 | Ss_20_05_15 | SPF-00ZZZZ | STR | SSF | 000 | 531 | [5 empty] | X |  | X |  | X |  | X |  |  | X | X |  | X | X |  | X |  |  | X | [11 empty] | X | X |  |  |  | X | [26 empty] | X |  |  |  |  | X | [18 empty] | X | X
3 | 01 | 04 | 01 | 06 | 01 |  |  |  | 3.01.04.01.06.01 | Strip Footing | 6 | 3010401060100000 | m³ | Ss_20_05_15 | Pr_20_85_13 | SPF-01ZZZZ | STR | SSF | 000 | 531 | [5 empty] | X |  | X |  | X |  | X |  |  | X | X |  | X | X |  | X |  |  | X | [11 empty] | X | X |  |  |  | X | [26 empty] | X |  |  |  |  | X | [18 empty] | X | X
3 | 01 | 04 | 01 | 06 | 02 |  |  |  | 3.01.04.01.06.02 | Strip Footing Reinforcement | 6 | 3010401060200000 | kg | Ss_20_05_15 | Pr_20_96_71 | RMB-18ZZZZ | STR | RMB | 000 | 350 | [5 empty] | X |  | X |  | X |  | X |  |  | X | X |  | X | X |  | X |  |  | X | [11 empty] | X | X |  |  |  | X | [26 empty] | X |  |  |  |  | X | [18 empty] | X | X
3 | 01 | 04 | 01 | 06 | 03 |  |  |  | 3.01.04.01.06.03 | Embeds | 6 | 3010401060300000 | pcs | Ss_20_05_15 | Pr_20_29_03 | CD-14ZZZZ | STR | CD | 000 | 507 | [5 empty] | X |  |  |  | X |  | X | X | X | X | X | X | X | X |  | X |  |  | X | [43 empty] | X | [23 empty] | X | [6 empty] | X |  |  |  | X
Level 1: 3; Level 2: 01; Level 3: 04; Level 4: 01; Level 5: 07 | 3.01.04.01.07 | Pile cap | 5 | 3010401070000000 | m³ | Ss_20_05_15 | Ss_20_05_15 | SPC-10ZZZZ | STR | SPC | 000 | 308 | [5 empty] | X |  |  |  | X |  | X | X | X | X | X | X | X | X |  | X |  |  | X | [43 empty] | X | [23 empty] | X | [6 empty] | ? |  |  |  | ?
3 | 01 | 04 | 01 | 07 | 01 |  |  |  | 3.01.04.01.07.01 | Pile Caps | 6 | 3010401070100000 | m³ | Ss_20_05_15 | Pr_20_85_62 | SPC-11ZZZZ | STR | PCC | 000 | 308 | [5 empty] | X |  |  |  | X |  | X | X | X | X | X | X | X | X |  | X |  |  | X | [43 empty] | X | [23 empty] | X | [6 empty] | ? |  |  |  | ?
3 | 01 | 04 | 01 | 07 | 02 |  |  |  | 3.01.04.01.07.02 | Pile Cap Reinforcement | 6 | 3010401070200000 | kg | Ss_20_05_15 | Pr_20_96_71 | RMB-06ZZZZ | STR | RMB | 000 | 350 | [5 empty] | X |  |  |  | X |  | X | X | X | X | X | X | X | X |  | X |  |  | X | [43 empty] | X | [23 empty] | X | [6 empty] | ? |  |  |  | ?
3 | 01 | 04 | 01 | 07 | 03 |  |  |  | 3.01.04.01.07.03 | Embeds | 6 | 3010401070300000 | pcs | Ss_20_05_15 | Pr_20_29_03 | CD-06ZZZZ | STR | CD | 000 | 507 | [5 empty] | X |  | X |  | X |  | X | X | X | X | X | X | X | X |  | X |  |  | X | [43 empty] | X | [23 empty] | X
Level 1: 3; Level 2: 01; Level 3: 04; Level 4: 01; Level 5: 08 | 3.01.04.01.08 | Joint elements | 5 | 3010401080000000 |  |  | Pr_35_90_27 | EXP-09ZZZZ | STR | EXP | 000 | 405 | [5 empty] | X |  | X |  | X |  | X | X | X | X | X | X | X | X |  | X |  |  | X | X |  |  | X | X | X | X | [5 empty] | X | [30 empty] | X | [23 empty] | X
Level 1: 3; Level 2: 01; Level 3: 04; Level 4: 02 | 3.01.04.02 | Wall / Arc | 4 | 3010402000000000 |  |  |  |  | STR | [8 empty] | X |  | X |  | X |  |  |  | X | X | X |  | X | X |  | X |  |  | X | X |  |  | X | X | X | X | [5 empty] | X | [30 empty] | X | [23 empty] | X
Level 1: 3; Level 2: 01; Level 3: 04; Level 4: 02; Level 5: 01 | 3.01.04.02.01 | Concrete Walls | 5 | 3010402010000000 | m³ | Ss_25_10_32_65 | Ss_25_10_32_65 | W-00ZZZZ | STR | W | 000 | N/A | [5 empty] | X |  | X |  | X |  |  |  | X | X | X |  | X | X |  | X |  |  | X | X |  |  | X | X | X | X | [5 empty] | X | [30 empty] | X | [23 empty] | X
3 | 01 | 04 | 02 | 01 | 01 |  |  |  | 3.01.04.02.01.01 | Concrete Walls | 6 | 3010402010100000 | m³ | Ss_25_10_32_65 | Pr_20_93_85_14 | W-01ZZZZ | STR | W | 000 | N/A | [5 empty] | X |  | X |  | X |  |  |  | X | X | X |  | X | X |  | X |  |  | X | X |  |  | X | X | X | X | [5 empty] | X | [30 empty] | X | [23 empty] | X
3 | 01 | 04 | 02 | 01 | 02 |  |  |  | 3.01.04.02.01.02 | Concrete Wall Reinforcement | 6 | 3010402010200000 | kg | Ss_25_10_32_65 | Pr_20_96_71 | RMB-07ZZZZ | STR | RMB | 000 | 350 | [5 empty] | X |  | X |  | X |  |  |  | X | X | X |  | X | X |  | X |  |  | X | X |  |  | X | X | X | X | [5 empty] | X | [30 empty] | X | [23 empty] | X
3 | 01 | 04 | 02 | 01 | 03 |  |  |  | 3.01.04.02.01.03 | Concrete Wall Control / Vertical Joints | 6 | 3010402010300000 | m | Ss_25_10_32_65 | Pr_35_90_15 | EXP-02ZZZZ | STR | EXP | 000 | ??? | [5 empty] | X |  | X |  | X |  |  |  | X | X | X |  | X | X |  | X |  |  | X | X |  |  | X | X | X | X | [5 empty] | X | [30 empty] | X | [23 empty] | X
3 | 01 | 04 | 02 | 01 | 04 |  |  |  | 3.01.04.02.01.04 | Joint elements | 6 | 3010402010400000 | pcs | Ss_25_10_32_65 | Ss_25_13_50 | EXP-10ZZZZ | STR | EXP | 000 | 405 | [5 empty] | X |  | X |  | X |  |  |  | X | X | X |  | X | X |  | X |  |  | X | X |  |  | X | X | X | X | [5 empty] | X | [30 empty] | X | [23 empty] | X
3 | 01 | 04 | 02 | 01 | 05 |  |  |  | 3.01.04.02.01.05 | Embeds | 6 | 3010402010500000 | pcs | Pr_20_93_71 | Pr_20_29_03 | CD-15ZZZZ | STR | CD | 000 | 507 | [5 empty] | X |  | X |  | X | [13 empty] | X | [43 empty] | X | [23 empty] | X
Level 1: 3; Level 2: 01; Level 3: 04; Level 4: 02; Level 5: 02 | 3.01.04.02.02 | Masonry Walls | 5 | 3010402020000000 | m² | Ss_25_13_50 | Pr_20_96_71 | SRW-00ZZZZ | STR | SRW | 000 | N/A | [5 empty] | X |  | X |  | X | [13 empty] | X | [43 empty] | X | [23 empty] | X
3 | 01 | 04 | 02 | 02 | 01 |  |  |  | 3.01.04.02.02.01 | Masonry Wall | 6 | 3010402020100000 | m² | Ss_25_13_50 | Pr_35_90_50 | SRW-01ZZZZ | STR | SRW | 000 | N/A | [5 empty] | X |  | X |  | X | [13 empty] | X | [43 empty] | X | [23 empty] | X
3 | 01 | 04 | 02 | 02 | 02 |  |  |  | 3.01.04.02.02.02 | Masonry Wall Reinforcement | 6 | 3010402020200000 | kg | Ss_25_13_50 | Pr_25_93_50 | RMB-08ZZZZ | STR | RMB | 000 | 350 | [5 empty] | X |  | X |  | X | [13 empty] | X | [43 empty] | X | [23 empty] | X
3 | 01 | 04 | 02 | 02 | 03 |  |  |  | 3.01.04.02.02.03 | Masonry Wall Control / Vertical Joints | 6 | 3010402020300000 | m | Ss_25_13_50 | Ss_25_12_15_15 | EXP-03ZZZZ | STR | EXP | 000 | ??? | [5 empty] | X |  | X |  | X | [13 empty] | X | [43 empty] | X | [23 empty] | X
3 | 01 | 04 | 02 | 02 | 04 |  |  |  | 3.01.04.02.02.04 | Masonry Wall Caps | 6 | 3010402020400000 | m³ | Ss_25_13_50 | Pr_25_93_50 | MWC-01ZZZZ | STR | MWC | 000 | ??? | [5 empty] | X |  | X |  | X |  |  |  | X | X | X |  | X | X | X | X |  |  | X | [12 empty] | X | [30 empty] | X | [23 empty] | X
Level 1: 3; Level 2: 01; Level 3: 04; Level 4: 02; Level 5: 03 | 3.01.04.02.03 | Composite Walls | 5 | 3010402030000000 | m² |  | Ss_25_12_15_15 | CWL-02ZZZZ | STR | CWL | 000 | ??? | [5 empty] | X |  | X |  | X |  |  |  | X | [9 empty] | X | [67 empty] | X
Level 1: 3; Level 2: 01; Level 3: 04; Level 4: 02; Level 5: 04 | 3.01.04.02.04 | Steel Frame Walls | 5 | 3010402040000000 | m² | Ss_25_10_32 | Ss_25_10_32 | SFW-00ZZZZ | STR | SFW | 000 | ??? | [5 empty] | X |  | X |  | X |  |  |  | X | [9 empty] | X | [67 empty] | X
3 | 01 | 04 | 02 | 04 | 01 |  |  |  | 3.01.04.02.04.01 | Steel Frame | 6 | 3010402040100000 | kg | Ss_25_10_32 | Pr_20_85_32 | SFW-01ZZZZ | STR | SFW | SFP | ??? | [5 empty] | X |  | X |  | X |  |  |  | X | [9 empty] | X | [67 empty] | X
3 | 01 | 04 | 02 | 04 | 02 |  |  |  | 3.01.04.02.04.02 | Frame Cover | 6 | 3010402040200000 | m² | Ss_25_10_32 | Ss_25_45 | FWC-02ZZZZ | STR | FWC | 000 | ??? | [5 empty] | X |  | X |  | X |  |  |  | X | [9 empty] | X | [67 empty] | X
Level 1: 3; Level 2: 01; Level 3: 04; Level 4: 02; Level 5: 05 | 3.01.04.02.05 | Wooden Frame Walls | 5 | 3010402050000000 | m² | Ss_25_10_32_90 | Ss_25_10_32_90 | WFW-00ZZZZ | STR | WFW | 000 | ??? | [5 empty] | X |  | X |  | X |  |  |  | X | [9 empty] | X | [67 empty] | X
3 | 01 | 04 | 02 | 05 | 01 |  |  |  | 3.01.04.02.05.01 | Wooden Frame | 6 | 3010402050100000 | m³ | Ss_25_10_32_90 | Pr_20_85_32_96 | WFW-01ZZZZ | STR | WFW | WFP | ??? | [5 empty] | X |  | X |  | X |  |  |  | X | [9 empty] | X | [67 empty] | X
3 | 01 | 04 | 02 | 05 | 02 |  |  |  | 3.01.04.02.05.02 | Frame Cover | 6 | 3010402050200000 | m² | Ss_25_10_32_90 | Ss_25_45 | FWC-03ZZZZ | STR | FWC | 000 | ??? | [5 empty] | X |  | X |  | X |  | X | X | X | X | X | X | X | X |  | X |  |  | X | X |  |  | X | X | X | X | [36 empty] | X | [23 empty] | X
Level 1: 3; Level 2: 01; Level 3: 04; Level 4: 02; Level 5: 06 | 3.01.04.02.06 | Retaining Wall | 5 | 3010402060000000 |  | Pr_20_93_71 | Pr_20_93_71 | SGW-00ZZZZ | STR | SGW | 000 | 313 | [5 empty] | X |  | X |  | X |  | X | X | X | X | X | X | X | X |  | X |  |  | X | X |  |  | X | X | X | X | [36 empty] | X | [23 empty] | X
3 | 01 | 04 | 02 | 06 | 01 |  |  |  | 3.01.04.02.06.01 | Retaining Wall Element | 6 | 3010402060100000 | m² | Pr_20_93_71 | Pr_20_93_71 | SGW-01ZZZZ | STR | SGW | 000 | 313 | [5 empty] | X |  | X |  | X |  | X | X | X | X | X | X | X | X |  | X |  |  | X | X |  |  | X | X | X | X | [36 empty] | X | [23 empty] | X
3 | 01 | 04 | 02 | 06 | 02 |  |  |  | 3.01.04.02.06.02 | Joint elements | 6 | 3010402060200000 | pcs | Pr_20_93_71 | Pr_35_90_27 | EXP-11ZZZZ | STR | EXP | 000 | 405 | [5 empty] | X |  | X |  | X |  | X | X | X | X | X | X | X | X |  | X |  |  | X | X |  |  | X | X | X | X | [22 empty] | X | X | X | X |  |  | X | X | X | X | X | X | X | X | X | [23 empty] | X
3 | 01 | 04 | 02 | 06 | 03 |  |  |  | 3.01.04.02.06.03 | Retaining wall Element Reinforcement | 6 | 3010402060300000 | kg | Pr_20_93_71 | Pr_20_96_71 | RMB-19ZZZZ | STR | RMB | 000 | 350 | [5 empty] | X |  | X |  | X |  | X | X | X | X | X | X | X | X |  | X |  |  | X | X |  |  | X | X | X | X | [36 empty] | X | [23 empty] | X
3 | 01 | 04 | 02 | 06 | 04 |  |  |  | 3.01.04.02.06.04 | Embeds | 6 | 3010402060400000 | pcs | Pr_20_93_71 | Pr_20_29_03 | CD-16ZZZZ | STR | CD | 000 | 507 | [9 empty] | ? |  |  |  |  | X | [8 empty] | X | [67 empty] | X
Level 1: 3; Level 2: 01; Level 3: 04; Level 4: 02; Level 5: 07 | 3.01.04.02.07 | Archs | 5 | 3010402070000000 |  | Ss_37_50_92_71 | Ss_37_50_92_71 | ARC-00ZZZZ | STR | ARC | 000 | ??? | [9 empty] | ? |  |  |  |  | X | [8 empty] | X | [67 empty] | X
3 | 01 | 04 | 02 | 07 | 01 |  |  |  | 3.01.04.02.07.01 | Arch | 6 | 3010402070100000 | m³ | Ss_37_50_92_71 | Pr_20_93_84_15 | ARC-01ZZZZ | STR | ARC | 000 | ??? | [9 empty] | ? |  |  |  |  | X | [8 empty] | X | [67 empty] | X
3 | 01 | 04 | 02 | 07 | 02 |  |  |  | 3.01.04.02.07.02 | Joint elements | 6 | 3010402070200000 | pcs | Ss_37_50_92_71 | Pr_35_90_27 | EXP-16ZZZZ | STR | EXP | 000 | 405 | [9 empty] | ? |  |  |  |  | X | [8 empty] | X | [67 empty] | X
3 | 01 | 04 | 02 | 07 | 03 |  |  |  | 3.01.04.02.07.03 | Arch Reinforcement | 6 | 3010402070300000 | kg | Ss_37_50_92_71 | Pr_20_96_71 | RMB-20ZZZZ | STR | RMB | 000 | 350 | [9 empty] | ? |  |  |  |  | X | [8 empty] | X | [67 empty] | X
3 | 01 | 04 | 02 | 07 | 04 |  |  |  | 3.01.04.02.07.04 | Embeds | 6 | 3010402070400000 | pcs | Ss_37_50_92_71 | Pr_20_29_03 | CD-17ZZZZ | STR | CD | 000 | 507 | [5 empty] | X |  | X |  | X |  | X | X | X | X | X | X | X | X |  | X |  |  | X | X |  |  | X | X | X | X | [36 empty] | X | [23 empty] | X | [10 empty] | ?
Level 1: 3; Level 2: 01; Level 3: 04; Level 4: 02; Level 5: 08 | 3.01.04.02.08 | Wing Wall | 5 | 3010402080000000 |  |  | Ss_20_50_10_70 | WNW-01ZZZZ | STR | WNW | 000 | ??? | [9 empty] | X |  | X | X | X |  | X | X | X | X |  | X |  |  | X | [78 empty] | ?
Level 1: 3; Level 2: 01; Level 3: 04; Level 4: 03 | 3.01.04.03 | Abutments | 4 | 3010403000000000 | [17 empty] | X |  | X | X | X |  | X | X | X | X |  | X |  |  | X | [78 empty] | ?
Level 1: 3; Level 2: 01; Level 3: 04; Level 4: 03; Level 5: 01 | 3.01.04.03.01 | Abutment | 5 | 3010403010000000 |  | Ss_20_50_10_70 | Ss_20_50_10_70 | ABT-00ZZZZ | STR | ABT | 000 | 304 | [9 empty] | X |  | X | X | X |  | X | X | X | X |  | X |  |  | X
3 | 01 | 04 | 03 | 01 | 01 |  |  |  | 3.01.04.03.01.01 | Abutment | 6 | 3010403010100000 | m³ | Ss_20_50_10_70 | Ss_20_50_10_70 | ABT-01ZZZZ | STR | ABT | 000 | 304 | [9 empty] | X |  | X | X | X |  | X | X | X | X |  | X |  |  | X
3 | 01 | 04 | 03 | 01 | 02 |  |  |  | 3.01.04.03.01.02 | Abutment Reinforcement | 6 | 3010403010200000 | kg | Ss_20_50_10_70 | Pr_20_96_71 | RMB-21ZZZZ | STR | RMB | 000 | 350 | [9 empty] | X |  | X | X | X |  | X | X | X | X |  | X |  |  | X
3 | 01 | 04 | 03 | 01 | 03 |  |  |  | 3.01.04.03.01.03 | Embeds | 6 | 3010403010300000 | pcs | Ss_20_50_10_70 | Pr_20_29_03 | CD-18ZZZZ | STR | CD | 000 | 507 | [9 empty] | X |  | X | X | X | X | X | X | X | X |  | X |  |  | X
Level 1: 3; Level 2: 01; Level 3: 04; Level 4: 03; Level 5: 02 | 3.01.04.03.02 | Bearings | 5 | 3010403020000000 |  |  | Pr_20_85_10 | BRG-01ZZZZ | STR | BRN | SPH | [10 empty] | X |  | X | X | X | X | X | X | X | X |  | X |  |  | X
3 | 01 | 04 | 03 | 02 | 01 |  |  |  | 3.01.04.03.02.01 | Spherical PTFE bearings | 6 | 3010403020100000 | pcs |  | Pr_20_85_10_81 | BRN-01ZZZZ | STR | BRN | SPH | 316 | [9 empty] | X |  | X | X | X | X | X | X | X | X |  | X |  |  | X
3 | 01 | 04 | 03 | 02 | 02 |  |  |  | 3.01.04.03.02.02 | Elastomeric bearings; neoprene mats. | 6 | 3010403020200000 | pcs |  | Pr_20_85_10_27 | ELA-01ZZZZ | STR | ELA | BRN | 305 | [9 empty] | X |  | X | X | X | X | X | X | X | X |  | X |  |  | X
3 | 01 | 04 | 03 | 02 | 03 |  |  |  | 3.01.04.03.02.03 | Pot bearings | 6 | 3010403020300000 | pcs |  | Pr_20_85_10_65 | POT-01ZZZZ | STR | POT | BRN | 306 | [9 empty] | X |  | X | X | X |  | X | X | X | X |  | X |  |  | X
Level 1: 3; Level 2: 01; Level 3: 04; Level 4: 04 | 3.01.04.04 | Piers | 4 | 3010404000000000 | [17 empty] | X |  | X | X | X |  | X | X | X | X |  | X |  |  | X
Level 1: 3; Level 2: 01; Level 3: 04; Level 4: 04; Level 5: 01 | 3.01.04.04.01 | Piers | 5 | 3010404010000000 |  | Ss_20_50_20_70 | Ss_20_50_20_70 | PIR-00ZZZZ | STR | PIR | 000 | 303 | [9 empty] | X |  | X | X | X |  | X | X | X | X |  | X |  |  | X
3 | 01 | 04 | 04 | 01 | 01 |  |  |  | 3.01.04.04.01.01 | Piers | 6 | 3010404010100000 | m³ | Ss_20_50_20_70 | Ss_20_50_20_70 | PIR-01ZZZZ | STR | PIR | 000 | 303 | [9 empty] | X |  | X | X | X |  | X | X | X | X |  | X |  |  | X
3 | 01 | 04 | 04 | 01 | 02 |  |  |  | 3.01.04.04.01.02 | Pier Reinforcement | 6 | 3010404010200000 | kg | Ss_20_50_20_70 | Pr_20_96_71 | RMB-22ZZZZ | STR | RMB | 000 | 350 | [9 empty] | X |  | X | X | X |  | X | X | X | X |  | X |  |  | X
3 | 01 | 04 | 04 | 01 | 03 |  |  |  | 3.01.04.04.01.03 | Embeds | 6 | 3010404010300000 | pcs | Ss_20_50_20_70 | Pr_20_29_03 | CD-19ZZZZ | STR | CD | 000 | 507 | [9 empty] | X |  | X | X | X |  | X | X | X | X |  | X |  |  | X
Level 1: 3; Level 2: 01; Level 3: 04; Level 4: 04; Level 5: 02 | 3.01.04.04.02 | Pier Caps | 5 | 3010404020000000 | m³ |  | Pr_20_85_62 | PPC-01ZZZZ | STR | PPC | 000 | 308 | [9 empty] | X |  | X | X | X |  | X | X | X | X |  | X |  |  | X
Level 1: 3; Level 2: 01; Level 3: 04; Level 4: 04; Level 5: 03 | 3.01.04.04.03 | Bearings | 5 | 3010404030000000 |  |  | Pr_20_85_10 | BRG-02ZZZZ | STR | BRN | SPH | [10 empty] | X |  | X | X | X |  | X | X | X | X |  | X |  |  | X
3 | 01 | 04 | 04 | 03 | 01 |  |  |  | 3.01.04.04.03.01 | Spherical PTFE bearings | 6 | 3010404030100000 | pcs |  | Pr_20_85_10_81 | BRN-02ZZZZ | STR | BRN | SPH | 316 | [9 empty] | X |  | X | X | X |  | X | X | X | X |  | X |  |  | X
3 | 01 | 04 | 04 | 03 | 02 |  |  |  | 3.01.04.04.03.02 | Elastomeric bearings; neoprene mats. | 6 | 3010404030200000 | pcs |  | Pr_20_85_10_27 | ELA-02ZZZZ | STR | ELA | BRN | 305 | [9 empty] | X |  | X | X | X |  | X | X | X | X |  | X |  |  | X
3 | 01 | 04 | 04 | 03 | 03 |  |  |  | 3.01.04.04.03.03 | Pot bearings | 6 | 3010404030300000 | pcs |  | Pr_20_85_10_65 | POT-02ZZZZ | STR | POT | BRN | 306 | [5 empty] | X |  |  |  | X |  | X | X | X |  | X | X |  |  |  | X |  |  | X | [67 empty] | X
Level 1: 3; Level 2: 01; Level 3: 04; Level 4: 05 | 3.01.04.05 | Columns | 4 | 3010405000000000 | [13 empty] | X |  |  |  | X |  | X | X | X |  | X | X |  |  |  | X |  |  | X | [67 empty] | X
Level 1: 3; Level 2: 01; Level 3: 04; Level 4: 05; Level 5: 01 | 3.01.04.05.01 | Concrete Columns | 5 | 3010405010000000 | m³ | Ss_20_50_20_70 | Ss_20_50_20_70 | OC-00ZZZZ | STR | OC | 000 | 320 | [5 empty] | X |  |  |  | X |  | X | X | X |  | X | X |  |  |  | X |  |  | X | [67 empty] | X
3 | 01 | 04 | 05 | 01 | 01 |  |  |  | 3.01.04.05.01.01 | Concrete Columns | 6 | 3010405010100000 | m³ | Ss_20_50_20_70 | Ss_20_50_20_70 | OC-01ZZZZ | STR | OC | 000 | 320 | [5 empty] | X |  |  |  | X |  | X | X | X |  | X | X |  |  |  | X |  |  | X | [67 empty] | X
3 | 01 | 04 | 05 | 01 | 02 |  |  |  | 3.01.04.05.01.02 | Concrete Column Reinforcement | 6 | 3010405010200000 | kg | Ss_20_50_20_70 | Pr_20_96_71 | RMB-11ZZZZ | STR | RMB | 000 | 350 | [5 empty] | X |  |  |  | X |  | X | X | X |  | X | X |  |  |  | X |  |  | X | [67 empty] | X
3 | 01 | 04 | 05 | 01 | 03 |  |  |  | 3.01.04.05.01.03 | Embeds | 6 | 3010405010300000 | pcs | Ss_20_50_20_70 | Pr_20_29_03 | CD-07ZZZZ | STR | CD | 000 | 507 | [5 empty] | X |  |  |  | X |  | X | X | X |  | X | X | [6 empty] | X | [67 empty] | X | X
Level 1: 3; Level 2: 01; Level 3: 04; Level 4: 05; Level 5: 02 | 3.01.04.05.02 | Steel Columns | 5 | 3010405020000000 | kg |  | Ss_20_30_75_45 | SCL-01ZZZZ | STR | SCL | SCP | 520 | [5 empty] | X |  |  |  | X |  | X | X | X |  | X | X | [6 empty] | X | [67 empty] | X
Level 1: 3; Level 2: 01; Level 3: 04; Level 4: 05; Level 5: 03 | 3.01.04.05.03 | Composite Columns | 5 | 3010405030000000 | m |  | Pr_20_85_16_16 | SCC-01ZZZZ | STR | SCC | 000 | 320 | [5 empty] | X |  |  |  | X |  | X | X | X |  | X | X | [6 empty] | X | [67 empty] | X
Level 1: 3; Level 2: 01; Level 3: 04; Level 4: 05; Level 5: 04 | 3.01.04.05.04 | Wooden Column | 5 | 3010405040000000 | m³ |  | Ss_20_30_75_85 | WCL-01ZZZZ | STR | WCL | 000 | ??? | [5 empty] | X |  |  |  | X |  | X | X | X |  | X | X | [6 empty] | X | [67 empty] | X
Level 1: 3; Level 2: 01; Level 3: 04; Level 4: 05; Level 5: 05 | 3.01.04.05.05 | Non-Bearing Column | 5 | 3010405050000000 | m³ |  | Pr_20_85_16 | ACL-01ZZZZ | STR | ACL | 000 | ??? | [5 empty] | X |  |  |  | X |  | X | X | X | X | X | X | X | X |  | X |  |  | X | X |  |  | X | X | X | X | [9 empty] | X | [26 empty] | X |  |  |  |  | X | [18 empty] | X
Level 1: 3; Level 2: 01; Level 3: 04; Level 4: 06 | 3.01.04.06 | Beams | 4 | 3010406000000000 | [13 empty] | X |  |  |  | X |  | X | X | X | X | X | X | X | X |  | X |  |  | X | X |  |  | X | X | X | X | [36 empty] | X | [23 empty] | X
Level 1: 3; Level 2: 01; Level 3: 04; Level 4: 06; Level 5: 01 | 3.01.04.06.01 | Concrete Beams | 5 | 3010406010000000 | m³ | Ss_20_20_75_70 | Ss_20_20_75_70 | CBM-00ZZZZ | STR | CBM | 000 | 301 | [5 empty] | X |  |  |  | X |  | X | X | X | X | X | X | X | X |  | X |  |  | X | X |  |  | X | X | X | X | [36 empty] | X | [23 empty] | X
3 | 01 | 04 | 06 | 01 | 01 |  |  |  | 3.01.04.06.01.01 | Concrete Beams | 6 | 3010406010100000 | m³ | Ss_20_20_75_70 | Ss_20_20_75_70 | CBM-01ZZZZ | STR | CBM | 000 | 301 | [5 empty] | X |  |  |  | X |  | X | X | X | X | X | X | X | X |  | X |  |  | X | X |  |  | X | X | X | X | [36 empty] | X | [23 empty] | X
3 | 01 | 04 | 06 | 01 | 02 |  |  |  | 3.01.04.06.01.02 | Concrete Beam Reinforcement | 6 | 3010406010200000 | kg | Ss_20_20_75_70 | Pr_20_96_71 | RMB-12ZZZZ | STR | RMB | 000 | 350 | [5 empty] | X |  |  |  | X |  | X | X | X | X | X | X | X | X |  | X |  |  | X | X |  |  | X | X | X | X | [36 empty] | X | [23 empty] | X
3 | 01 | 04 | 06 | 01 | 03 |  |  |  | 3.01.04.06.01.03 | Embeds | 6 | 3010406010300000 | pcs | Ss_20_20_75_70 | Pr_20_29_03 | CD-08ZZZZ | STR | CD | 000 | 507 | [5 empty] | X |  |  |  | X |  | X | X | X |  | X | X | X | X |  |  |  |  | X | [16 empty] | X | [31 empty] | X | [18 empty] | X
Level 1: 3; Level 2: 01; Level 3: 04; Level 4: 06; Level 5: 02 | 3.01.04.06.02 | Steel Beams | 5 | 3010406020000000 | kg |  | Pr_20_85_08 | SBM-01ZZZZ | STR | SBM | SBP | 301 | [5 empty] | X |  |  |  | X |  |  | X | X |  | X | X | X | X |  |  |  |  | X | [67 empty] | X
Level 1: 3; Level 2: 01; Level 3: 04; Level 4: 06; Level 5: 03 | 3.01.04.06.03 | Composite Beams | 5 | 3010406030000000 | m |  | Ss_20_20_75_70 | SCB-01ZZZZ | STR | SCB | 000 | 301 | [5 empty] | X |  |  |  | X |  |  | X | X |  | X | X | X | X |  |  |  |  | X | [67 empty] | X
Level 1: 3; Level 2: 01; Level 3: 04; Level 4: 06; Level 5: 04 | 3.01.04.06.04 | Wooden Beam | 5 | 3010406040000000 | m³ |  | Ss_20_20_75_85 | WBM-01ZZZZ | STR | WBM | 000 | ??? | [5 empty] | X |  |  |  | X |  |  | X | X |  | X | X | [6 empty] | X | [16 empty] | X | [31 empty] | X | [18 empty] | X
Level 1: 3; Level 2: 01; Level 3: 04; Level 4: 07 | 3.01.04.07 | Joists, Truss, Rods, Diagonal Bracings | 4 | 3010407000000000 | kg | [12 empty] | X |  |  |  | X |  |  | X | X |  | X | X | [6 empty] | X | [16 empty] | X | [31 empty] | X | [18 empty] | X
Level 1: 3; Level 2: 01; Level 3: 04; Level 4: 07; Level 5: 01 | 3.01.04.07.01 | Steel Joist / Truss | 5 | 3010407010000000 | kg |  | Pr_20_85_90 | TRS-01ZZZZ | STR | TRS | TRP | ??? | [5 empty] | X |  |  |  | X |  |  | X | X |  | X | X | [6 empty] | X | [16 empty] | X | [31 empty] | X | [18 empty] | X
Level 1: 3; Level 2: 01; Level 3: 04; Level 4: 07; Level 5: 02 | 3.01.04.07.02 | Steel Diagonal Bracing | 5 | 3010407020000000 | kg |  | Pr_20_85_84 | SBC-01ZZZZ | STR | SBC | SBP | N/A | [5 empty] | X |  |  |  | X |  |  | X | X |  | X | X | [6 empty] | X | [16 empty] | X | [31 empty] | X | [18 empty] | X
Level 1: 3; Level 2: 01; Level 3: 04; Level 4: 07; Level 5: 03 | 3.01.04.07.03 | Steel Rods | 5 | 3010407030000000 | kg |  | Pr_20_85_84 | SR-01ZZZZ | STR | SR | SRP | N/A | [5 empty] | X |  |  |  | X |  |  |  | X | [9 empty] | X | [16 empty] | X | [31 empty] | X | [18 empty] | X
Level 1: 3; Level 2: 01; Level 3: 04; Level 4: 08 | 3.01.04.08 | Framing | 4 | 3010408000000000 |  | Ss_20_10_75 | Ss_20_10_75 | FRM-01ZZZZ | STR | FRM | 000 | [6 empty] | X |  |  |  | X |  |  |  | X | [9 empty] | X | [16 empty] | X | [31 empty] | X | [18 empty] | X
Level 1: 3; Level 2: 01; Level 3: 04; Level 4: 08; Level 5: 01 | 3.01.04.08.01 | Steel Framing | 5 | 3010408010000000 | kg |  | Pr_20_85_32 | SF-01ZZZZ | STR | SF | SFP | ??? | [5 empty] | X |  |  |  | X |  |  |  | X | [9 empty] | X | [67 empty] | X
Level 1: 3; Level 2: 01; Level 3: 04; Level 4: 08; Level 5: 02 | 3.01.04.08.02 | Wooden Framing | 5 | 3010408020000000 | m³ |  | Pr_20_85_32_96 | WF-01ZZZZ | STR | WF | WFP | ??? | [5 empty] | X |  | X |  | X |  | X | X | X |  | X | X | X | X |  | X |  |  | X | [43 empty] | X | [23 empty] | X
Level 1: 3; Level 2: 01; Level 3: 04; Level 4: 09 | 3.01.04.09 | Slabs | 4 | 3010409000000000 | [13 empty] | X |  |  |  | X |  | X | X | X |  | X | X | X | X |  | X |  |  | X | [67 empty] | X
Level 1: 3; Level 2: 01; Level 3: 04; Level 4: 09; Level 5: 01 | 3.01.04.09.01 | Bridge Deck | 5 | 3010409010000000 |  |  | Ss_30_16_10 | DCK-00ZZZZ | STR | DCK | 000 | 300 | [5 empty] | X |  |  |  | X |  | X | X | X |  | X | X | X | X |  | X |  |  | X | [67 empty] | X
3 | 01 | 04 | 09 | 01 | 01 |  |  |  | 3.01.04.09.01.01 | Bridge Deck | 6 | 3010409010100000 | m³ | Ss_30_16_10 | Ss_30_16_10 | DCK-01ZZZZ | STR | DCK | 000 | 300 | [5 empty] | X |  |  |  | X |  | X | X | X |  | X | X | X | X |  | X |  |  | X | [67 empty] | X
3 | 01 | 04 | 09 | 01 | 02 |  |  |  | 3.01.04.09.01.02 | Joint elements | 6 | 3010409010200000 | m | Ss_30_16_10 | Pr_35_90_27 | EXP-12ZZZZ | STR | EXP | 000 | 405 | [5 empty] | X |  |  |  | X |  | X | X | X |  | X | X | X | X |  | X |  |  | X | [67 empty] | X
3 | 01 | 04 | 09 | 01 | 03 |  |  |  | 3.01.04.09.01.03 | Bridge Deck Reinforcement | 6 | 3010409010300000 | kg | Ss_30_16_10 | Pr_20_96_71 | RMB-23ZZZZ | STR | RMB | 000 | 350 | [5 empty] | X |  |  |  | X |  | X | X | X |  | X | X | X | X |  | X |  |  | X | [67 empty] | X
3 | 01 | 04 | 09 | 01 | 04 |  |  |  | 3.01.04.09.01.04 | Embeds | 6 | 3010409010400000 | pcs | Ss_30_16_10 | Pr_20_29_03 | CD-20ZZZZ | STR | CD | 000 | 507 | [5 empty] | X |  |  |  | X |  | X | X | X |  | X | X | X | X |  | X |  |  | X | [67 empty] | X
Level 1: 3; Level 2: 01; Level 3: 04; Level 4: 09; Level 5: 02 | 3.01.04.09.02 | Girders | 5 | 3010409020000000 | [13 empty] | X |  |  |  | X |  | X | X | X |  | X | X | X | X |  | X |  |  | X | [67 empty] | X
3 | 01 | 04 | 09 | 02 | 01 |  |  |  | 3.01.04.09.02.01 | Concrete Girders | 6 | 3010409020100000 | m³ | Ss_20_20_75 | Ss_20_20_75 | CGD-00ZZZZ | STR | CGD | CON | ??? | [5 empty] | X |  |  |  | X |  | X | X | X |  | X | X | X | X |  | X |  |  | X | [67 empty] | X
3 | 01 | 04 | 09 | 02 | 01 | 01 |  |  | 3.01.04.09.02.01.01 | Girders | 7 | 3010409020101000 | m³ | Ss_20_20_75 | Ss_20_20_75 | CGD-01ZZZZ | STR | CGD | 000 | ??? | [5 empty] | X |  |  |  | X |  | X | X | X |  | X | X | X | X |  | X |  |  | X | [67 empty] | X
3 | 01 | 04 | 09 | 02 | 01 | 02 |  |  | 3.01.04.09.02.01.02 | Girder Reinforcement | 7 | 3010409020102000 | kg | Ss_20_20_75 | Pr_20_96_71 | RMB-24ZZZZ | STR | RMB | 000 | 350 | [5 empty] | X |  |  |  | X |  | X | X | X |  | X | X | X | X |  | X |  |  | X | [67 empty] | X
3 | 01 | 04 | 09 | 02 | 01 | 03 |  |  | 3.01.04.09.02.01.03 | Embeds | 7 | 3010409020103000 | pcs | Ss_20_20_75 | Pr_20_29_03 | CD-21ZZZZ | STR | CD | 000 | 507 | [5 empty] | X |  |  |  | X |  | X | X | X |  | X | X | X | X |  | X |  |  | X | [16 empty] | X | [50 empty] | X
3 | 01 | 04 | 09 | 02 | 02 |  |  |  | 3.01.04.09.02.02 | Steel Girders | 6 | 3010409020200000 | kg |  | Pr_20_85_08 | SGD-01ZZZZ | STR | SGD | 000 | ??? | [5 empty] | X |  |  |  | X |  | X | X | X |  | X | X | X | X |  | X |  |  | X | [67 empty] | X
Level 1: 3; Level 2: 01; Level 3: 04; Level 4: 09; Level 5: 03 | 3.01.04.09.03 | Box Girders | 5 | 3010409030000000 | [13 empty] | X |  |  |  | X |  | X | X | X |  | X | X | X | X |  | X |  |  | X | [67 empty] | X
3 | 01 | 04 | 09 | 03 | 01 |  |  |  | 3.01.04.09.03.01 | Concrete Box Girders | 6 | 3010409030100000 | m³ | Ss_20_50_25 | Ss_20_50_25 | BGD-00ZZZZ | STR | BGD | 000 | ??? | [5 empty] | X |  |  |  | X |  | X | X | X |  | X | X | X | X |  | X |  |  | X | [67 empty] | X
3 | 01 | 04 | 09 | 03 | 01 | 01 |  |  | 3.01.04.09.03.01.01 | Concrete Box Girders | 7 | 3010409030101000 | m³ | Ss_20_50_25 | Ss_20_50_25_08 | BGD-01ZZZZ | STR | BGD | 000 | ??? | [5 empty] | X |  |  |  | X |  | X | X | X |  | X | X | X | X |  | X |  |  | X | [67 empty] | X
3 | 01 | 04 | 09 | 03 | 01 | 02 |  |  | 3.01.04.09.03.01.02 | Box Girder Reinforcement | 7 | 3010409030102000 | kg | Ss_20_50_25 | Pr_20_96_71 | RMB-25ZZZZ | STR | RMB | 000 | 350 | [5 empty] | X |  |  |  | X |  | X | X | X |  | X | X | X | X |  | X |  |  | X | [67 empty] | X
3 | 01 | 04 | 09 | 03 | 01 | 03 |  |  | 3.01.04.09.03.01.03 | Embeds | 7 | 3010409030103000 | pcs | Ss_20_50_25 | Pr_20_29_03 | CD-22ZZZZ | STR | CD | 000 | 507 | [5 empty] | X |  |  |  | X |  | X | X | X |  | X | X | X | X |  | X |  |  | X | [16 empty] | X | [50 empty] | X
3 | 01 | 04 | 09 | 03 | 02 |  |  |  | 3.01.04.09.03.02 | Steel Box Girders | 6 | 3010409030200000 | kg |  | Ss_20_50_25_08 | SBD-01ZZZZ | STR | SBD | 000 | ??? | [5 empty] | X |  | X |  | X |  | X | X | X | X | X | X | X | X |  | X |  |  | X | X |  |  | X | X | X | X | [9 empty] | X | X | [25 empty] | X | [23 empty] | X
Level 1: 3; Level 2: 01; Level 3: 04; Level 4: 09; Level 5: 04 | 3.01.04.09.04 | Concrete Slabs | 5 | 3010409040000000 |  | Pr_20_85_14_16 | Pr_20_85_14_16 | SS-00ZZZZ | STR | SS | 000 | 302 | [5 empty] | X |  | X |  | X |  | X | X | X | X | X | X | X | X |  | X |  |  | X | X |  |  | X | X | X | X | [9 empty] | X | X | [25 empty] | X | [23 empty] | X
3 | 01 | 04 | 09 | 04 | 01 |  |  |  | 3.01.04.09.04.01 | Concrete Slabs | 6 | 3010409040100000 | m³ | Pr_20_85_14_16 | Pr_20_85_14_16 | SS-01ZZZZ | STR | SS | 000 | 302 | [5 empty] | X |  | X |  | X |  | X | X | X | X | X | X | X | X |  | X |  |  | X | X |  |  | X | X | X | X | [9 empty] | X | [26 empty] | X | [23 empty] | X
3 | 01 | 04 | 09 | 04 | 02 |  |  |  | 3.01.04.09.04.02 | Concrete Slab Control Joints | 6 | 3010409040200000 | m | Pr_20_85_14_16 | Pr_35_90_27 | EXP-13ZZZZ | STR | EXP | 000 | 405 | [5 empty] | X |  | X |  | X |  | X | X | X | X | X | X | X | X |  | X |  |  | X | X |  |  | X | X | X | X | [9 empty] | X | [26 empty] | X | [23 empty] | X
3 | 01 | 04 | 09 | 04 | 03 |  |  |  | 3.01.04.09.04.03 | Concrete Slab Reinforcement | 6 | 3010409040300000 | kg | Pr_20_85_14_16 | Pr_20_96_71 | RMB-13ZZZZ | STR | RMB | 000 | 350 | [5 empty] | X |  | X |  | X |  | X | X | X | X | X | X | X | X |  | X |  |  | X | X |  |  | X | X | X | X | [9 empty] | X | [26 empty] | X | [23 empty] | X
3 | 01 | 04 | 09 | 04 | 04 |  |  |  | 3.01.04.09.04.04 | Embeds | 6 | 3010409040400000 | pcs | Pr_20_85_14_16 | Pr_20_29_03 | CD-09ZZZZ | STR | CD | 000 | 507 | [5 empty] | X |  | X |  |  |  | X | [11 empty] | X | [16 empty] | X | X | [25 empty] | X | [23 empty] | X
Level 1: 3; Level 2: 01; Level 3: 04; Level 4: 09; Level 5: 05 | 3.01.04.09.05 | Composite Slab | 5 | 3010409050000000 | m² |  | Pr_20_85_14_16 | SCS-01ZZZZ | STR | SCS | 000 | 302 | [5 empty] | X |  |  |  | X |  | X | X |  |  | X | X | X | X |  |  |  |  | X | [16 empty] | X | X | [49 empty] | X | [10 empty] | ?
Level 1: 3; Level 2: 01; Level 3: 04; Level 4: 09; Level 5: 06 | 3.01.04.09.06 | Transition Slab | 5 | 3010409060000000 | m³ | Pr_20_85_14_16 | Pr_20_85_14_16 | SLB-00ZZZZ | STR | SLB | TRS | 311 | [5 empty] | X |  |  |  | X |  | X | X |  |  | X | X | X | X |  |  |  |  | X | [16 empty] | X | X | [49 empty] | X
3 | 01 | 04 | 09 | 06 | 01 |  |  |  | 3.01.04.09.06.01 | Transition Slabs | 6 | 3010409060100000 | m³ | Pr_20_85_14_16 | Pr_20_85_14_16 | SLB-01ZZZZ | STR | SLB | TRS | 311 | [5 empty] | X |  |  |  | X |  | X | X |  |  | X | X | X | X |  |  |  |  | X | [16 empty] | X | [50 empty] | X
3 | 01 | 04 | 09 | 06 | 02 |  |  |  | 3.01.04.09.06.02 | Joint elements | 6 | 3010409060200000 | m | Pr_20_85_14_16 | Pr_35_90_27 | EXP-14ZZZZ | STR | EXP | 000 | 405 | [5 empty] | X |  |  |  | X |  | X | X |  |  | X | X | X | X |  |  |  |  | X | [16 empty] | X | [50 empty] | X
3 | 01 | 04 | 09 | 06 | 03 |  |  |  | 3.01.04.09.06.03 | Transition Slab Reinforcement | 6 | 3010409060300000 | kg | Pr_20_85_14_16 | Pr_20_96_71 | RMB-26ZZZZ | STR | RMB | 000 | 350 | [5 empty] | X |  |  |  | X |  | X | X |  |  | X | X | X | X |  |  |  |  | X | [16 empty] | X | [50 empty] | X
3 | 01 | 04 | 09 | 06 | 04 |  |  |  | 3.01.04.09.06.04 | Embeds | 6 | 3010409060400000 | pcs | Pr_20_85_14_16 | Pr_20_29_03 | CD-23ZZZZ | STR | CD | 000 | 507 | [5 empty] | X |  |  |  | X |  |  |  | X |  |  |  | X | [5 empty] | X | [67 empty] | X
Level 1: 3; Level 2: 01; Level 3: 04; Level 4: 10 | 3.01.04.10 | Floor Toppings and Finishings | 4 | 3010410000000000 | m² | [12 empty] | X |  |  |  | X |  |  |  | X |  |  |  | X | [5 empty] | X | [67 empty] | X
Level 1: 3; Level 2: 01; Level 3: 04; Level 4: 10; Level 5: 01 | 3.01.04.10.01 | Floor Toppings | 5 | 3010410010000000 | m² |  | Ss_30_42_15 | TOP-01ZZZZ | STR | TOP | 000 | ??? | [5 empty] | X |  |  |  | X |  |  |  | X |  |  |  | X | [5 empty] | X | [67 empty] | X
Level 1: 3; Level 2: 01; Level 3: 04; Level 4: 10; Level 5: 02 | 3.01.04.10.02 | Floor finishing | 5 | 3010410020000000 | m² |  | Ss_30_42_30 | FFF-01ZZZZ | STR | FFF | 000 | [6 empty] | X |  |  |  | X | [7 empty] | X | [5 empty] | X | [67 empty] | X | [6 empty] | ? |  |  |  | ?
3 | 01 | 04 | 10 | 02 | 01 |  |  |  | 3.01.04.10.02.01 | Floor finishing exterior | 6 | 3010410020100000 | m² |  | Ss_30_42_72 | FFE-01ZZZZ | STR | FFE | 000 | ??? | [5 empty] | X |  |  |  | X |  |  |  | X | [9 empty] | X | [67 empty] | X
Level 1: 3; Level 2: 01; Level 3: 04; Level 4: 11 | 3.01.04.11 | Roofs | 4 | 3010411000000000 | m² | [12 empty] | X |  |  |  | X |  |  |  | X | [9 empty] | X | [16 empty] | X | [50 empty] | X
Level 1: 3; Level 2: 01; Level 3: 04; Level 4: 11; Level 5: 01 | 3.01.04.11.01 | Frame Stuctures | 5 | 3010411010000000 | m² |  | Ss_20_10_75 | FRM-03ZZZZ | STR | SF | SFP | [6 empty] | X |  |  |  | X |  |  |  | X | [9 empty] | X | [16 empty] | X | [50 empty] | X
3 | 01 | 04 | 11 | 01 | 01 |  |  |  | 3.01.04.11.01.01 | Steel frame | 6 | 3010411010100000 | kg |  | Pr_20_85_32 | SF-03ZZZZ | STR | SF | SFP | ??? | [5 empty] | X |  |  |  | X |  |  |  | X | [9 empty] | X | [67 empty] | X
3 | 01 | 04 | 11 | 01 | 02 |  |  |  | 3.01.04.11.01.02 | Wooden frame | 6 | 3010411010200000 | m³ |  | Pr_20_85_32_96 | WF-03ZZZZ | STR | WF | WFP | ??? | [5 empty] | X |  |  |  | X | [13 empty] | X | [67 empty] | X
Level 1: 3; Level 2: 01; Level 3: 04; Level 4: 11; Level 5: 02 | 3.01.04.11.02 | Canopy and Shading | 5 | 3010411020000000 | pcs |  | Ss_25_50_75 | CNP-01ZZZZ | STR | CNP | 000 | ??? | [5 empty] | X |  |  |  | X |  | X | X | X | X | X | X | X | X |  | X |  |  | X | [67 empty] | X
Level 1: 3; Level 2: 01; Level 3: 04; Level 4: 12 | 3.01.04.12 | Hydroisolation | 4 | 3010412000000000 | m² |  | Pr_35_31_68 | WTP-03ZZZZ | STR | WTP | 000 | 404 | [5 empty] | X |  | X |  | X |  | X | X | X | X | X | X | X | X |  | X |  |  | X | [16 empty] | X | [50 empty] | X
Level 1: 3; Level 2: 01; Level 3: 04; Level 4: 13 | 3.01.04.13 | Stairs, Ramps, Railings and Ladders | 4 | 3010413000000000 | pcs | [12 empty] | X |  | X |  | X |  | X | X | X | X | X | X | X | X |  | X |  |  | X | [16 empty] | X | [50 empty] | X
Level 1: 3; Level 2: 01; Level 3: 04; Level 4: 13; Level 5: 01 | 3.01.04.13.01 | Stairs and Landings | 5 | 3010413010000000 | pcs | [12 empty] | X |  | X |  | X |  | X | X | X | X | X | X | X | X |  | X |  |  | X | [67 empty] | X
3 | 01 | 04 | 13 | 01 | 01 |  |  |  | 3.01.04.13.01.01 | Concrete Stairs | 6 | 3010413010100000 | m³ | Ss_35_10_25 | Ss_35_10_25 | STR-00ZZZZ | STR | STR | 000 | 401 | [5 empty] | X |  | X |  | X |  | X | X | X | X | X | X | X | X |  | X |  |  | X | [67 empty] | X
3 | 01 | 04 | 13 | 01 | 01 | 01 |  |  | 3.01.04.13.01.01.01 | Concrete Stairs | 7 | 3010413010101000 | m³ | Ss_35_10_25 | Ss_35_10_25 | STR-01ZZZZ | STR | STR | 000 | 401 | [5 empty] | X |  | X |  | X |  | X | X | X | X | X | X | X | X |  | X |  |  | X | [67 empty] | X
3 | 01 | 04 | 13 | 01 | 01 | 02 |  |  | 3.01.04.13.01.01.02 | Concrete Stair Reinforcement | 7 | 3010413010102000 | kg | Ss_35_10_25 | Pr_20_96_71 | RMB-15ZZZZ | STR | RMB | 000 | 350 | [5 empty] | X |  | X |  | X |  | X | X | X | X | X | X | X | X |  | X |  |  | X | [67 empty] | X
3 | 01 | 04 | 13 | 01 | 01 | 03 |  |  | 3.01.04.13.01.01.03 | Embeds | 7 | 3010413010103000 | pcs | Ss_35_10_25 | Pr_20_29_03 | CD-11ZZZZ | STR | CD | 000 | 507 | [5 empty] | X |  | X |  | X |  | X | X | X | X | X | X | X | X |  | X |  |  | X | [67 empty] | X
3 | 01 | 04 | 13 | 01 | 02 |  |  |  | 3.01.04.13.01.02 | Concrete Stair Landings | 6 | 3010413010200000 | m³ | Pr_25_30_90_17 | Pr_25_30_90_17 | STS-00ZZZZ | STR | STS | 000 | 401 | [5 empty] | X |  | X |  | X |  | X | X | X | X | X | X | X | X |  | X |  |  | X | [67 empty] | X
3 | 01 | 04 | 13 | 01 | 02 | 01 |  |  | 3.01.04.13.01.02.01 | Concrete Stair Landings | 7 | 3010413010201000 | m³ | Pr_25_30_90_17 | Pr_25_30_90_17 | STS-01ZZZZ | STR | STS | 000 | 401 | [5 empty] | X |  | X |  | X |  | X | X | X | X | X | X | X | X |  | X |  |  | X | [67 empty] | X
3 | 01 | 04 | 13 | 01 | 02 | 02 |  |  | 3.01.04.13.01.02.02 | Concrete Stair Landings Reinforcement | 7 | 3010413010202000 | kg | Pr_25_30_90_17 | Pr_20_96_71 | RMB-16ZZZZ | STR | RMB | 000 | 350 | [5 empty] | X |  | X |  | X |  | X | X | X | X | X | X | X | X |  | X |  |  | X | [67 empty] | X
3 | 01 | 04 | 13 | 01 | 02 | 03 |  |  | 3.01.04.13.01.02.03 | Embeds | 7 | 3010413010203000 | pcs | Pr_25_30_90_17 | Pr_20_29_03 | CD-12ZZZZ | STR | CD | 000 | 507 | [5 empty] | X |  | X |  | ? |  | X | X | X | X | X | X | X | X |  | X |  |  | X | [16 empty] | X | [50 empty] | X
3 | 01 | 04 | 13 | 01 | 03 |  |  |  | 3.01.04.13.01.03 | Steel Stairs and Landings | 6 | 3010413010300000 | kg | Ss_35_10_25 | Ss_35_10_25 | ST-00ZZZZ | STR | ST | STP | 401 | [5 empty] | X |  | X |  | ? |  | X | X | X | X | X | X | X | X |  | X |  |  | X | [16 empty] | X | [50 empty] | X
3 | 01 | 04 | 13 | 01 | 03 | 01 |  |  | 3.01.04.13.01.03.01 | Steel Stairs | 7 | 3010413010301000 | kg | Ss_35_10_25 | Ss_35_10_25 | ST-01ZZZZ | STR | ST | STP | 401 | [5 empty] | X |  | X |  | ? |  | X | X | X | X | X | X | X | X |  | X |  |  | X | [16 empty] | X | [50 empty] | X
3 | 01 | 04 | 13 | 01 | 03 | 02 |  |  | 3.01.04.13.01.03.02 | Steel Stair Landings | 7 | 3010413010302000 | kg | Ss_35_10_25 | Pr_25_30_90 | STA-01ZZZZ | STR | STA | STAP | 401 | [5 empty] | X |  | X |  | ? |  | X | X | X | X | X | X | X | X |  | X |  |  | X | [16 empty] | X | [50 empty] | X
3 | 01 | 04 | 13 | 01 | 03 | 03 |  |  | 3.01.04.13.01.03.03 | Steel Stair Supports | 7 | 3010413010303000 | kg | Ss_35_10_25 | Pr_20_85 | STL-01ZZZZ | STR | STL | STR | 352 | [5 empty] | X |  | X |  | ? | [7 empty] | X | [5 empty] | X | [16 empty] | X | [50 empty] | X
Level 1: 3; Level 2: 01; Level 3: 04; Level 4: 13; Level 5: 02 | 3.01.04.13.02 | Ramps and Landings | 5 | 3010413020000000 | [13 empty] | X |  | X | [9 empty] | X | [5 empty] | X | [67 empty] | X
3 | 01 | 04 | 13 | 02 | 01 |  |  |  | 3.01.04.13.02.01 | Concrete Ramps | 6 | 3010413020100000 | m³ | Ss_35_10_85_13 | Ss_35_10_85_13 | RMP-00ZZZZ | STR | RMP | 000 | 402 | [5 empty] | X |  | X | [9 empty] | X | [5 empty] | X | [67 empty] | X
3 | 01 | 04 | 13 | 02 | 01 | 01 |  |  | 3.01.04.13.02.01.01 | Concrete Ramps | 7 | 3010413020101000 | m³ | Ss_35_10_85_13 | Pr_30_59_01 | RMP-01ZZZZ | STR | RMP | 000 | 402 | [5 empty] | X |  | X | [9 empty] | X | [5 empty] | X | [67 empty] | X
3 | 01 | 04 | 13 | 02 | 01 | 02 |  |  | 3.01.04.13.02.01.02 | Concrete Ramps Reinforcement | 7 | 3010413020102000 | kg | Ss_35_10_85_13 | Pr_20_96_71 | RMB-17ZZZZ | STR | RMB | 000 | 350 | [5 empty] | X |  | X | [9 empty] | X | [5 empty] | X | [67 empty] | X
3 | 01 | 04 | 13 | 02 | 01 | 03 |  |  | 3.01.04.13.02.01.03 | Embeds | 7 | 3010413020103000 | pcs | Ss_35_10_85_13 | Pr_20_29_03 | CD-13ZZZZ | STR | CD | 000 | 507 | [5 empty] | X |  | X | [9 empty] | X | [5 empty] | X | [16 empty] | X | [50 empty] | X
3 | 01 | 04 | 13 | 02 | 02 |  |  |  | 3.01.04.13.02.02 | Steel Ramps | 6 | 3010413020200000 | kg | Ss_35_10_85_33 | Ss_35_10_85_33 | SRM-00ZZZZ | STR | SRM | 000 | 402 | [5 empty] | X |  | X | [9 empty] | X | [5 empty] | X | [16 empty] | X | [50 empty] | X
3 | 01 | 04 | 13 | 02 | 02 | 01 |  |  | 3.01.04.13.02.02.01 | Steel Ramps | 7 | 3010413020201000 | kg | Ss_35_10_85_33 | Pr_30_59_01 | SRM-01ZZZZ | STR | SRM | 000 | 402 | [5 empty] | X |  | X | [9 empty] | X | [5 empty] | X | [16 empty] | X | [50 empty] | X
3 | 01 | 04 | 13 | 02 | 02 | 02 |  |  | 3.01.04.13.02.02.02 | Steel Ramp Landings | 7 | 3010413020202000 | kg | Ss_35_10_85_33 | Pr_25_30_90 | SRL-01ZZZZ | STR | SRL | 000 | 401 | [5 empty] | X |  | X | [9 empty] | X | [5 empty] | X | [16 empty] | X | [50 empty] | X
3 | 01 | 04 | 13 | 02 | 02 | 03 |  |  | 3.01.04.13.02.02.03 | Steel Ramp Supports | 7 | 3010413020203000 | kg | Ss_35_10_85_33 | Pr_20_85 | STL-02ZZZZ | STR | STL | STR | 352 | [5 empty] | X |  | X |  | X |  | X | X | X | X | X | X | X | X |  | X |  |  | X | X | [15 empty] | X | [12 empty] | X | X | X | X |  |  | X | X | X | X | X | X | X | X | [24 empty] | X
Level 1: 3; Level 2: 01; Level 3: 04; Level 4: 13; Level 5: 03 | 3.01.04.13.03 | Railings | 5 | 3010413030000000 | m³ |  | Pr_25_30_36_11 | RLG-01ZZZZ | STR | RLG | 000 | 341 | [5 empty] | X |  | X | [5 empty] | X | [9 empty] | X | [8 empty] | X | [7 empty] | X | [50 empty] | X
Level 1: 3; Level 2: 01; Level 3: 04; Level 4: 13; Level 5: 04 | 3.01.04.13.04 | Ladders | 5 | 3010413040000000 | pcs |  | Pr_25_30_85 | SL-01ZZZZ | STR | SL | SLP | 401 | [5 empty] | X |  | X | [6 empty] | X | [8 empty] | X | [11 empty] | X | X | [54 empty] | X
Level 1: 3; Level 2: 01; Level 3: 05 | 3.01.05 | Fencing | 3 | 3010500000000000 | [13 empty] | X |  | X | [6 empty] | X | [8 empty] | X | [11 empty] | X | X | [16 empty] | X | X | X | X | X | X | X | X | X | X | X | X | X | X | [24 empty] | X | [10 empty] | X
Level 1: 3; Level 2: 01; Level 3: 05; Level 4: 01 | 3.01.05.01 | Gate | 4 | 3010501000000000 | pcs | Ss_25_14_67_97 | Pr_30_59_33_78 | GAT-04ZZZZ | STR | GAT | 000 | 900 | [5 empty] | X |  | X | [6 empty] | X | [8 empty] | X | [11 empty] | X | X | [54 empty] | X | [10 empty] | X
Level 1: 3; Level 2: 01; Level 3: 05; Level 4: 01; Level 5: 01 | 3.01.05.01.01 | Metal Gate | 5 | 3010501010000000 | pcs | Ss_25_16_73_03 | Ss_25_16_73_03 | MDO-01ZZZZ | STR | MDO | NOI | 515 | [5 empty] | X |  | X | [6 empty] | X | [8 empty] | X | [11 empty] | X | X | [54 empty] | X | [10 empty] | X
Level 1: 3; Level 2: 01; Level 3: 05; Level 4: 01; Level 5: 02 | 3.01.05.01.02 | Wooden Gate | 5 | 3010501020000000 | pcs | Ss_25_16_73_03 | Ss_25_16_73_03 | WDO-01ZZZZ | STR | WDO | NOI | 515 | [5 empty] | X |  | X | [6 empty] | X | [8 empty] | X | [11 empty] | X | X | [54 empty] | X | [10 empty] | X
Level 1: 3; Level 2: 01; Level 3: 05; Level 4: 01; Level 5: 03 | 3.01.05.01.03 | Composite Gate | 5 | 3010501030000000 | pcs | Ss_25_16_73_03 | Ss_25_16_73_03 | CDO-01ZZZZ | STR | CDO | NOI | 515 | [5 empty] | X |  | X | [6 empty] | X | [8 empty] | X | [11 empty] | X | X | [54 empty] | X | [10 empty] | X
Level 1: 3; Level 2: 01; Level 3: 05; Level 4: 02 | 3.01.05.02 | Panel | 4 | 3010502000000000 |  | Ss_25_14_67_97 | Pr_25_71_50_85 | PNL-00ZZZZ | STR | PNL | FNC | 900 | [5 empty] | X |  | X | [6 empty] | X | [8 empty] | X | [11 empty] | X | X | [54 empty] | X | [10 empty] | X
Level 1: 3; Level 2: 01; Level 3: 05; Level 4: 02; Level 5: 01 | 3.01.05.02.01 | Metal panel | 5 | 3010502010000000 | m | Ss_25_16_73_03 | Ss_25_16_73_03 | MPA-01ZZZZ | STR | MPA | NOI | 1221 | [5 empty] | X |  | X | [6 empty] | X | [8 empty] | X | [11 empty] | X | X | [54 empty] | X | [10 empty] | X
Level 1: 3; Level 2: 01; Level 3: 05; Level 4: 02; Level 5: 02 | 3.01.05.02.02 | Wooden panel | 5 | 3010502020000000 | m | Ss_25_14_08_95 | Pr_25_71_97_38 | PNL-01ZZZZ | STR | PNL | WFN | 344 | [5 empty] | X |  | X | [6 empty] | X | [8 empty] | X | [11 empty] | X | X | [54 empty] | X | [10 empty] | X
Level 1: 3; Level 2: 01; Level 3: 05; Level 4: 02; Level 5: 03 | 3.01.05.02.03 | Composite panel | 5 | 3010502030000000 | m | Ss_25_16_73_03 | Ss_25_16_73_03 | CPA-01ZZZZ | STR | CPA | NOI | 1221 | [5 empty] | X |  | X | [6 empty] | X | [8 empty] | X | [11 empty] | X | X | [54 empty] | X | [10 empty] | X
Level 1: 3; Level 2: 01; Level 3: 05; Level 4: 03 | 3.01.05.03 | Ground beam | 4 | 3010503000000000 |  | Ss_25_14_67_97 | Ss_25_14_30 | FBM-00ZZZZ | STR | FBM | FNC | 900 | [5 empty] | X |  | X | [6 empty] | X | [8 empty] | X | [11 empty] | X | X | [54 empty] | X | [10 empty] | X
Level 1: 3; Level 2: 01; Level 3: 05; Level 4: 03; Level 5: 01 | 3.01.05.03.01 | Metal ground beam | 5 | 3010503010000000 | kg |  | Pr_20_85_08 | FBM-01ZZZZ | STR | FBM | SFN | 301 | [5 empty] | X |  | X | [6 empty] | X | [8 empty] | X | [11 empty] | X | X | [54 empty] | X | [10 empty] | X
Level 1: 3; Level 2: 01; Level 3: 05; Level 4: 03; Level 5: 02 | 3.01.05.03.02 | Concrete ground beam | 5 | 3010503020000000 | m³ | Ss_25_14_08_95 | Pr_20_85_08_81 | FBM-02ZZZZ | STR | FBM | WFN | 344 | [5 empty] | X |  | X | [6 empty] | X | [8 empty] | X | [11 empty] | X | X | [54 empty] | X | [10 empty] | X
Level 1: 3; Level 2: 01; Level 3: 05; Level 4: 04 | 3.01.05.04 | Regular wire | 4 | 3010504000000000 | m | Ss_25_14_67_97 | Pr_25_71_50_85 | WIR-01ZZZZ | STR | WIR | FNC | 900 | [5 empty] | X |  | X | [6 empty] | X | [8 empty] | X | [11 empty] | X | X | [54 empty] | X | [10 empty] | X
Level 1: 3; Level 2: 01; Level 3: 05; Level 4: 05 | 3.01.05.05 | Post | 4 | 3010505000000000 |  | Ss_25_14_67_97 | Ss_25_14_67 | PST-00ZZZZ | STR | PST | FNC | 900 | [5 empty] | X |  | X | [6 empty] | X | [8 empty] | X | [11 empty] | X | X | [54 empty] | X | [10 empty] | X
Level 1: 3; Level 2: 01; Level 3: 05; Level 4: 05; Level 5: 01 | 3.01.05.05.01 | Metal post | 5 | 3010505010000000 | kg | Ss_25_14_08_95 | Pr_20_76_64_88 | PST-01ZZZZ | STR | PST | WFN | 344 | [5 empty] | X |  | X | [6 empty] | X | [8 empty] | X | [11 empty] | X | X | [54 empty] | X | [10 empty] | X
Level 1: 3; Level 2: 01; Level 3: 05; Level 4: 05; Level 5: 02 | 3.01.05.05.02 | Wooden post | 5 | 3010505020000000 | m³ | Ss_25_14_08_95 | Pr_20_76_64_88 | PST-02ZZZZ | STR | PST | WFN | 344 | [5 empty] | X |  | X | [6 empty] | X | [8 empty] | X | [11 empty] | X | X | [54 empty] | X | [10 empty] | X
Level 1: 3; Level 2: 01; Level 3: 05; Level 4: 05; Level 5: 03 | 3.01.05.05.03 | Composite post | 5 | 3010505030000000 | m | Ss_25_14_08_95 | Pr_20_76_64_88 | PST-03ZZZZ | STR | PST | WFN | 344 | [5 empty] | X |  | X | [6 empty] | X | [8 empty] | X | [11 empty] | X | X | [54 empty] | X | [10 empty] | X
Level 1: 3; Level 2: 01; Level 3: 05; Level 4: 06 | 3.01.05.06 | Foundation | 4 | 3010506000000000 |  | Ss_25_14_08_95 | Ss_25_14_08_95 | WFN-01ZZZZ | STR | WFN | 000 | 344 | [5 empty] | X |  | X | [6 empty] | X | [8 empty] | X | [11 empty] | X | X | [54 empty] | X | X | [9 empty] | X
Level 1: 3; Level 2: 01; Level 3: 05; Level 4: 06; Level 5: 01 | 3.01.05.06.01 | Metal foundation | 5 | 3010506010000000 | kg | Ss_25_16_73_03 | Ss_20_05_15 | FND-01ZZZZ | STR | FND | 000 | 1221 | [5 empty] | X |  | X | [6 empty] | X | [8 empty] | X | [11 empty] | X | X | [54 empty] | X | X | [9 empty] | X
Level 1: 3; Level 2: 01; Level 3: 05; Level 4: 06; Level 5: 02 | 3.01.05.06.02 | Composite foundation | 5 | 3010506020000000 | m³ | Ss_25_16_73_03 | Ss_20_05_15 | FND-02ZZZZ | STR | FND | 000 | 1221 | [23 empty] | X | [67 empty] | X
Level 1: 3; Level 2: 01; Level 3: 06 | 3.01.06 | Geodesy | 3 | 3010600000000000 |  |  | Pr_40_10_77 | GED-00ZZZZ | TR | GED | 000 | [24 empty] | X | [67 empty] | X
Level 1: 3; Level 2: 01; Level 3: 06; Level 4: 01 | 3.01.06.01 | Geodetic benchmark installed on the ground | 4 | 3010601000000000 | pcs |  | Pr_40_10_77 | GED-01ZZZZ | TR | GED | 000 | [24 empty] | X | [67 empty] | X
Level 1: 3; Level 2: 01; Level 3: 06; Level 4: 02 | 3.01.06.02 | Geodetic benchmark installed in the ground | 4 | 3010602000000000 | pcs |  | Pr_40_10_77 | GED-02ZZZZ | TR | GED | 000 | [24 empty] | X | [67 empty] | X
Level 1: 3; Level 2: 01; Level 3: 06; Level 4: 03 | 3.01.06.03 | Geodetic benchmark attached to the structure | 4 | 3010603000000000 | pcs |  | Pr_40_10_77 | GED-03ZZZZ | TR | GED | 000 | [10 empty] | X | [13 empty] | X | [67 empty] | X
Level 1: 3; Level 2: 01; Level 3: 07 | 3.01.07 | Roads | 3 | 3010700000000000 | [17 empty] | X | [13 empty] | X | [67 empty] | X
Level 1: 3; Level 2: 01; Level 3: 07; Level 4: 01 | 3.01.07.01 | Pavement | 4 | 3010701000000000 | m² | [16 empty] | X | [13 empty] | X | [29 empty] | X | X | X | X | X | X | X | X | X | X | X | X | X | X | [24 empty] | X
Level 1: 3; Level 2: 01; Level 3: 07; Level 4: 01; Level 5: 01 | 3.01.07.01.01 | Surface course | 5 | 3010701010000000 |  |  | Pr_25_93 | SUR-00ZZZZ | RO | SUR | 000 | [10 empty] | X | [13 empty] | X | [29 empty] | X | X | X | X | X | X | X | X | X | X | X | X | X | X | [24 empty] | X
3 | 01 | 07 | 01 | 01 | 01 |  |  |  | 3.01.07.01.01.01 | Asphalt concrete | 6 | 3010701010100000 | m² |  | Pr_35_31_05_05 | SUR-01ZZZZ | RO | SUR | ACP | 1045 | [23 empty] | X | [29 empty] | X | X | X | X | X | X | X | X | X | X | X | X | X | X | [24 empty] | X
3 | 01 | 07 | 01 | 01 | 02 |  |  |  | 3.01.07.01.01.02 | Gravel pavement | 6 | 3010701010200000 | m² |  | Pr_25_93_50_55 | SUR-02ZZZZ | RO | SUR | GRV | 1047 | [9 empty] | X | [13 empty] | X | [29 empty] | X | X | X | X | X | X | X | X | X | X | X | X | X | X | [24 empty] | X | [6 empty] | ? |  |  |  | ?
3 | 01 | 07 | 01 | 01 | 03 |  |  |  | 3.01.07.01.01.03 | Surface dressing | 6 | 3010701010300000 | m² |  | Pr_20_31_04_85 | DRS-01ZZZZ | RO | DRS | SRF | 1052 | [9 empty] | X | [13 empty] | X | [29 empty] | X | X | X | X | X | X | X | X | X | X | X | X | X | X | [24 empty] | X
3 | 01 | 07 | 01 | 01 | 04 |  |  |  | 3.01.07.01.01.04 | Stone pavement | 6 | 3010701010400000 | m² |  | Pr_25_93_60 | PAV-03ZZZZ | RO | PAV | STN | 1070 | [9 empty] | X | [13 empty] | X | [29 empty] | X | X | X | X | X | X | X | X | X | X | X | X | X | X | [24 empty] | X
3 | 01 | 07 | 01 | 01 | 05 |  |  |  | 3.01.07.01.01.05 | Concrete slab pavement | 6 | 3010701010500000 | m² |  | Pr_25_93_60_17 | SLB-02ZZZZ | RO | SLB | CON | 1045 | [9 empty] | X | [13 empty] | X | [29 empty] | X | X | X | X | X | X | X | X | X | X | X | X | X | X | [24 empty] | X
3 | 01 | 07 | 01 | 01 | 06 |  |  |  | 3.01.07.01.01.06 | Curb stones | 6 | 3010701010600000 | m² |  | Pr_25_93_45_18 | KRB-01ZZZZ | RO | KRB | 000 | 1090 | [9 empty] | X | [13 empty] | X | [29 empty] | X | X | X | X | X | X | X | X | X | X | X | X | X | X | [24 empty] | X
3 | 01 | 07 | 01 | 01 | 07 |  |  |  | 3.01.07.01.01.07 | Concrete pavement | 6 | 3010701010700000 | m² |  | Pr_25_93_60_19 | PAV-04ZZZZ | RO | PAV | CON | 1045 | [9 empty] | X | [13 empty] | X | [29 empty] | X | X | X | X | X | X | X | X | X | X | X | X | X | X | [24 empty] | X | [6 empty] | X |  |  |  | X
Level 1: 3; Level 2: 01; Level 3: 07; Level 4: 01; Level 5: 02 | 3.01.07.01.02 | Base course | 5 | 3010701020000000 | m³ |  | Pr_20_31_04_06 | BAS-00ZZZZ | RO | BAS | 000 | [10 empty] | X | [13 empty] | X | [29 empty] | X | X | X | X | X | X | X | X | X | X | X | X | X | X | [24 empty] | X | [6 empty] | X |  |  |  | X
3 | 01 | 07 | 01 | 02 | 01 |  |  |  | 3.01.07.01.02.01 | Crushed base | 6 | 3010701020100000 | m³ |  | Pr_20_31_04_06 | BAS-01ZZZZ | RO | BAS | CRS | 1040 | [9 empty] | X | [13 empty] | X | [29 empty] | X | X | X | X | X | X | X | X | X | X | X | X | X | X | X | X | X | X | X | X | X | X | X | X | X | X | X | X | X | X | X | X | X | X | X | X | X | X | X | X | X | X | X | X | X | X | X | X | X | X | X | X | X
3 | 01 | 07 | 01 | 02 | 02 |  |  |  | 3.01.07.01.02.02 | Stabilizing base course | 6 | 3010701020200000 | m³ |  | Ss_15_10_35 | LAY-01ZZZZ | RO | LAY | SBD | 1050 | [23 empty] | X | [29 empty] | X | X | X | X | X | X | X | X | X | X | X | X | X | X | [24 empty] | X | [6 empty] | X |  |  |  | X
3 | 01 | 07 | 01 | 02 | 03 |  |  |  | 3.01.07.01.02.03 | Road embankment | 6 | 3010701020300000 | m³ |  | Pr_20_31_04_06 | BAS-10ZZZZ | RO | BAS | GRV | 1041 | [9 empty] | X | [13 empty] | X | [29 empty] | X | X | X | X | X | X | X | X | X | X | X | X | X | X | [24 empty] | X | [6 empty] | X |  |  |  | X
3 | 01 | 07 | 01 | 02 | 03 | 01 |  |  | 3.01.07.01.02.03.01 | Fill material | 7 | 3010701020301000 | m³ |  | Pr_20_31_04_06 | BAS-11ZZZZ | RO | BAS | SND | 1042 | [9 empty] | X | [13 empty] | X | [67 empty] | X
Level 1: 3; Level 2: 01; Level 3: 07; Level 4: 02 | 3.01.07.02 | Traffic management and safety equipment | 4 | 3010702000000000 | pcs | [30 empty] | X | [29 empty] | X | X | X | X | X | X | X | X | X | X | X | X | X | X | [24 empty] | X | X
Level 1: 3; Level 2: 01; Level 3: 07; Level 4: 02; Level 5: 01 | 3.01.07.02.01 | Traffic light | 5 | 3010702010000000 | pcs |  | Pr_70_75_72 | SGL-01ZZZZ | RO | SGL | TRF | 1144 | [23 empty] | X | [29 empty] | X | X | X | X | X | X | X | X | X | X | X | X | X | X | [24 empty] | X
Level 1: 3; Level 2: 01; Level 3: 07; Level 4: 02; Level 5: 02 | 3.01.07.02.02 | Boom barrier gate | 5 | 3010702020000000 | pcs |  | Ss_25_16_73 | BAR-01ZZZZ | RO | BAR | BGT | 340 | [9 empty] | X | [13 empty] | X | [29 empty] | X | X | X | X | X | X | X | X | X | X | X | X | X | X | [24 empty] | X | X
Level 1: 3; Level 2: 01; Level 3: 07; Level 4: 02; Level 5: 03 | 3.01.07.02.03 | Traffic signs | 5 | 3010702030000000 | pcs |  | Pr_40_10_77_72 | TRF-01ZZZZ | RO | TRF | SGN | 1140 | [9 empty] | X | [13 empty] | X | [14 empty] | ? | [14 empty] | X | X | X | X | X | X | X | X | X | X | X | X | X | X | [24 empty] | X | X
Level 1: 3; Level 2: 01; Level 3: 07; Level 4: 02; Level 5: 04 | 3.01.07.02.04 | Marker posts | 5 | 3010702040000000 | pcs |  | Pr_40_10_57_50 | MRK-02ZZZZ | RO | MRK | PST | 1180 | [23 empty] | X | [29 empty] | X | X | X | X |  |  | X | X | X | X | X | X | X | X | [24 empty] | X
Level 1: 3; Level 2: 01; Level 3: 07; Level 4: 02; Level 5: 05 | 3.01.07.02.05 | Road Markings | 5 | 3010702050000000 | m² |  | Pr_25_30_86 | MRS-01ZZZZ | RO | MRS | ROA | 1150 | [23 empty] | X | [29 empty] | X | X | X | X |  |  | X | X | X | X | X | X | X | X | [24 empty] | X | [7 empty] | ? |  |  | ?
Level 1: 3; Level 2: 01; Level 3: 07; Level 4: 03 | 3.01.07.03 | Level crossing (Road part) | 4 | 3010703000000000 | pcs |  | Pr_25_93_47 | RWC-00ZZZZ | RO | RWC | 000 | 251 | [23 empty] | X | [67 empty] | X
Level 1: 3; Level 2: 01; Level 3: 07; Level 4: 03; Level 5: 01 | 3.01.07.03.01 | Inside Plates | 5 | 3010703010000000 | pcs |  | Pr_25_93_47 | RWC-01ZZZZ | RO | RWC | INS | 251 | [23 empty] | X | [67 empty] | X
Level 1: 3; Level 2: 01; Level 3: 07; Level 4: 03; Level 5: 02 | 3.01.07.03.02 | Outside Plates | 5 | 3010703020000000 | pcs |  | Pr_25_93_47 | RWC-02ZZZZ | RO | RWC | OUT | 251 | [9 empty] | X | [13 empty] | X | [29 empty] | X | X | X | X | X | X | X | X | X | X | X | X | X | X | [24 empty] | X | [6 empty] | X |  |  |  | X
Level 1: 3; Level 2: 01; Level 3: 07; Level 4: 04 | 3.01.07.04 | Geosynthetics | 4 | 3010704000000000 | m² |  | Pr_15_57_33 | GEX-10ZZZZ | RO | GEX | 000 | 656 | [9 empty] | X | [13 empty] | X | [29 empty] | X | X | X | X | X | X | X | X | X | X | X | X | X | X | [24 empty] | X | [6 empty] | X |  |  |  | X
Level 1: 3; Level 2: 01; Level 3: 07; Level 4: 04; Level 5: 01 | 3.01.07.04.01 | Geotextiles | 5 | 3010704010000000 | m² |  | Pr_25_57_53_65 | GEX-11ZZZZ | RO | GEX | 000 | 656 | [9 empty] | X | [13 empty] | X | [29 empty] | X | X | X | X | X | X | X | X | X | X | X | X | X | X | [24 empty] | X | [6 empty] | X |  |  |  | X
Level 1: 3; Level 2: 01; Level 3: 07; Level 4: 04; Level 5: 02 | 3.01.07.04.02 | Geogrids | 5 | 3010704020000000 | m² |  | Pr_15_57_33_36 | GEX-12ZZZZ | RO | GEX | 000 | 656 | [9 empty] | X | [13 empty] | X | [29 empty] | X | X | X | X | X | X | X | X | X | X | X | X | X | X | [24 empty] | X | [6 empty] | X |  |  |  | X
Level 1: 3; Level 2: 01; Level 3: 07; Level 4: 04; Level 5: 03 | 3.01.07.04.03 | Geomats | 5 | 3010704030000000 | m² |  | Pr_15_57_33_77 | GEX-13ZZZZ | RO | GEX | 000 | 656 | [5 empty] | X |  | X | [6 empty] | X | [8 empty] | X | [67 empty] | X
Level 1: 3; Level 2: 01; Level 3: 08 | 3.01.08 | Landscaping | 3 | 3010800000000000 | [15 empty] | X | [15 empty] | X | [67 empty] | X
Level 1: 3; Level 2: 01; Level 3: 08; Level 4: 01 | 3.01.08.01 | Landscaping/streetscaping | 4 | 3010801000000000 | [15 empty] | X | [6 empty] | X | [8 empty] | X | [67 empty] | X
Level 1: 3; Level 2: 01; Level 3: 08; Level 4: 01; Level 5: 01 | 3.01.08.01.01 | Shore insurance (Slope reinforcement) | 5 | 3010801010000000 | m² |  | Pr_25_93_60 | PAV-05ZZZZ | UD | PAV | STN | 1070 | [7 empty] | X | [6 empty] | X | [8 empty] | X | [20 empty] | ? | [46 empty] | X
Level 1: 3; Level 2: 01; Level 3: 08; Level 4: 01; Level 5: 02 | 3.01.08.01.02 | Pond | 5 | 3010801020000000 | m³ |  | Ss_50_70_85_64 | PND-01ZZZZ | UD | PND | 000 | 802 | [7 empty] | X | [15 empty] | X | [29 empty] | X | X | X | X | X | X | X | X | X | X | X | X | X | X | [24 empty] | X
Level 1: 3; Level 2: 01; Level 3: 08; Level 4: 01; Level 5: 03 | 3.01.08.01.03 | Agricultural soil | 5 | 3010801030000000 | m³ |  | Pr_15_31_26_90 | FLL-08ZZZZ | UD | FLL | 000 | 1010 | [7 empty] | X | [15 empty] | X | [67 empty] | X
Level 1: 3; Level 2: 01; Level 3: 08; Level 4: 01; Level 5: 04 | 3.01.08.01.04 | Self-adhesive membrane | 5 | 3010801040000000 | m² |  | Pr_25_57_53_65 | WPM-01ZZZZ | UD | WPM | 000 | 404 | [7 empty] | X | [15 empty] | X | [29 empty] | X | X | X | X | X | X | X | X | X | X | X | X | X | X | [24 empty] | X
Level 1: 3; Level 2: 01; Level 3: 08; Level 4: 01; Level 5: 05 | 3.01.08.01.05 | Concrete tiles | 5 | 3010801050000000 | m² |  | Pr_25_93_60 | CAV-01ZZZZ | UD | CAV | STN | 1070 | [7 empty] | X | [6 empty] | X | [8 empty] | X | [29 empty] | X | X | X | X | X | X | X | X | X | X | X | X | X | X | [24 empty] | X
Level 1: 3; Level 2: 01; Level 3: 08; Level 4: 01; Level 5: 06 | 3.01.08.01.06 | Curb Stones | 5 | 3010801060000000 | m |  | Pr_25_93_45_18 | KRB-02ZZZZ | UD | KRB | 000 | 1090 | [7 empty] | X | [15 empty] | X | [29 empty] | X | X | X | X | X | X | X | X | X | X | X | X | X | X | [24 empty] | X
Level 1: 3; Level 2: 01; Level 3: 08; Level 4: 01; Level 5: 07 | 3.01.08.01.07 | Barriers | 5 | 3010801070000000 | m |  | Ss_25_16_73 | BAR-02ZZZZ | UD | BAR | 000 | 340 | [7 empty] | X | [6 empty] | X | [8 empty] | X | [29 empty] | X | X | X | X | X | X | X | X | X | X | X | X | X | X | [24 empty] | X
Level 1: 3; Level 2: 01; Level 3: 08; Level 4: 01; Level 5: 08 | 3.01.08.01.08 | Bollard | 5 | 3010801080000000 | pcs |  | Pr_20_76_08 | BOL-01ZZZZ | UD | BOL | 000 | 1145 | [5 empty] | X |  | X | [15 empty] | X | [67 empty] | X
Level 1: 3; Level 2: 01; Level 3: 08; Level 4: 02 | 3.01.08.02 | Plants and Accessories | 4 | 3010802000000000 | pcs | [14 empty] | X | [15 empty] | X | [67 empty] | X
Level 1: 3; Level 2: 01; Level 3: 08; Level 4: 02; Level 5: 01 | 3.01.08.02.01 | Plants | 5 | 3010802010000000 | pcs |  | Ss_45_35_30 | BED-01ZZZZ | UD | BED | PLN | 1190 | [7 empty] | X | [6 empty] | X | [8 empty] | X | [20 empty] | ? | [46 empty] | X
Level 1: 3; Level 2: 01; Level 3: 08; Level 4: 02; Level 5: 02 | 3.01.08.02.02 | Grasses | 5 | 3010802020000000 | m² |  | Ss_45_35_45 | LSC-01ZZZZ | UD | LSC | 000 | 810 | [7 empty] | X | [15 empty] | X | [20 empty] | ? | [46 empty] | X
Level 1: 3; Level 2: 01; Level 3: 08; Level 4: 02; Level 5: 03 | 3.01.08.02.03 | Planters / Landscape Accessories | 5 | 3010802030000000 | pcs |  | Ss_45_35_45 | PLS-01ZZZZ | UD | PLS | 000 | 810 | [5 empty] | X |  | X | [6 empty] | X | [8 empty] | X | [29 empty] | X | X | X | X | X |  | X | X | X | X | X | X | X | X | [24 empty] | X
Level 1: 3; Level 2: 01; Level 3: 08; Level 4: 02; Level 5: 04 | 3.01.08.02.04 | Site Furnishings | 5 | 3010802040000000 | pcs |  | Pr_40_50_12 | EFR-01ZZZZ | UD | EFR | 000 | ??? | [5 empty] | X |  | X | [6 empty] | X | [8 empty] | X | [67 empty] | X
3 | 01 | 08 | 02 | 04 | 01 |  |  |  | 3.01.08.02.04.01 | Chairs, seats and benches | 6 | 3010802040100000 | pcs |  | Pr_40_50_12 | FRN-02ZZZZ | UD | FRN | CSB | ??? | [5 empty] | X |  | X | [6 empty] | X | [8 empty] | X | [67 empty] | X
3 | 01 | 08 | 02 | 04 | 02 |  |  |  | 3.01.08.02.04.02 | Bins and buckets | 6 | 3010802040200000 | pcs |  | Pr_40_50_07 | FRN-03ZZZZ | UD | FRN | BNB | ??? | [7 empty] | X | [6 empty] | X | [8 empty] | X | [67 empty] | X
Level 1: 3; Level 2: 01; Level 3: 08; Level 4: 02; Level 5: 05 | 3.01.08.02.05 | Lick stone | 5 | 3010802050000000 | pcs |  | Pr_15_31_04_72 | LKS-01ZZZZ | UD | LKS | 000 | 802 | [7 empty] | X | [6 empty] | X | [8 empty] | X | [67 empty] | X
Level 1: 3; Level 2: 01; Level 3: 08; Level 4: 02; Level 5: 06 | 3.01.08.02.06 | Horn scratching post | 5 | 3010802060000000 | pcs |  | Pr_20_76_64_88 | HSP-01ZZZZ | UD | HSP | 000 | 802 | [7 empty] | X | [6 empty] | X | [8 empty] | X | [67 empty] | X
Level 1: 3; Level 2: 01; Level 3: 08; Level 4: 02; Level 5: 07 | 3.01.08.02.07 | Stumps | 5 | 3010802070000000 | pcs |  | Ss_45_35_30_62 | SMS-01ZZZZ | UD | SMS | 000 | 802 | [7 empty] | X | [6 empty] | X | [8 empty] | X | [67 empty] | X
Level 1: 3; Level 2: 01; Level 3: 08; Level 4: 02; Level 5: 08 | 3.01.08.02.08 | Stone | 5 | 3010802080000000 | pcs |  | Pr_20_93_52_75 | STO-01ZZZZ | UD | STO | 000 | 802 | [7 empty] | X | [15 empty] | X | [67 empty] | X
Level 1: 3; Level 2: 01; Level 3: 08; Level 4: 03 | 3.01.08.03 | Roads and parking lot | 4 | 3010803000000000 | [15 empty] | X | [15 empty] | X | [29 empty] | X | X | X | X | X | X | X | X | X | X | X | X | X | X | [24 empty] | X
Level 1: 3; Level 2: 01; Level 3: 08; Level 4: 03; Level 5: 01 | 3.01.08.03.01 | Pavement | 5 | 3010803010000000 | m² |  | Pr_25_93_60 | PAV-06ZZZZ | RO | PAV | STN | 1070 | [7 empty] | X | [15 empty] | X | [29 empty] | X | X | X | X | X | X | X | X | X | X | X | X | X | X | [24 empty] | X
Level 1: 3; Level 2: 01; Level 3: 08; Level 4: 03; Level 5: 02 | 3.01.08.03.02 | Subbase | 5 | 3010803020000000 | m³ |  | Pr_20_31_04_06 | BAS-02ZZZZ | RO | BAS | CRS | 1040 | [7 empty] | X | [15 empty] | X | [29 empty] | X | X | X | X | X | X | X | X | X | X | X | X | X | X | [24 empty] | X
Level 1: 3; Level 2: 01; Level 3: 08; Level 4: 03; Level 5: 03 | 3.01.08.03.03 | Traffic management | 5 | 3010803030000000 | pcs |  | Pr_25_30_86 | MRS-02ZZZZ | RO | MRS | ROA | 1150 | [7 empty] | X | [15 empty] | X | [29 empty] | X | X | X | X | X | X | X | X | X | X | X | X | X | X | [24 empty] | X
Level 1: 3; Level 2: 01; Level 3: 08; Level 4: 03; Level 5: 04 | 3.01.08.03.04 | Curb stones | 5 | 3010803040000000 | m |  | Pr_25_93_45_18 | KRB-03ZZZZ | RO | KRB | 000 | 1090 | [7 empty] | X | [15 empty] | X | [29 empty] | X | X | X | X |  |  | X | X | X | X | X | X | X | X | [24 empty] | X
Level 1: 3; Level 2: 01; Level 3: 08; Level 4: 03; Level 5: 05 | 3.01.08.03.05 | Lighting | 5 | 3010803050000000 | pcs |  | Pr_70_70_48 | LIG-01ZZZZ | RO | LIG | LUM | 2332 | [9 empty] | X |  | X | X | X | X | X | X | X | X |  | X |  |  | X | X |  |  |  | X | X | X | [60 empty] | X
Level 1: 3; Level 2: 01; Level 3: 09 | 3.01.09 | Utilities (In JAMA Railway utilities) | 3 | 3010900000000000 | [21 empty] | X | [9 empty] | X | [13 empty] | X |  |  | X |  | X | [48 empty] | X
Level 1: 3; Level 2: 01; Level 3: 09; Level 4: 01 | 3.01.09.01 | Heat and Cooling supply | 4 | 3010901000000000 | [21 empty] | X | [9 empty] | X | [13 empty] | X |  |  | X |  | X | [48 empty] | X
Level 1: 3; Level 2: 01; Level 3: 09; Level 4: 01; Level 5: 01 | 3.01.09.01.01 | Heat supply Distribution | 5 | 3010901010000000 |  |  | Ss_60_40_37 | HES-03ZZZZ | HE | HES | 000 | [24 empty] | X | [13 empty] | X |  |  | X |  | X | [48 empty] | X
3 | 01 | 09 | 01 | 01 | 01 |  |  |  | 3.01.09.01.01.01 | Heat supply Piping | 6 | 3010901010100000 | m |  | Pr_65_52_63 | PIP-18ZZZZ | HE | PIP | HTS | 4001 | [23 empty] | X | [13 empty] | X |  |  | X |  | X | [48 empty] | X
3 | 01 | 09 | 01 | 01 | 02 |  |  |  | 3.01.09.01.01.02 | Heat supply Fittings / Elbows / Tees / Caps | 6 | 3010901010200000 | pcs |  | Pr_65_52_63 | PFT-18ZZZZ | HE | PFT | HTS | 4003 | [23 empty] | X | [13 empty] | X |  |  | X |  | X | [48 empty] | X
3 | 01 | 09 | 01 | 01 | 03 |  |  |  | 3.01.09.01.01.03 | Heat supply Valves and taps | 6 | 3010901010300000 | pcs |  | Pr_65_54_94 | VAL-12ZZZZ | HE | VAL | 000 | 4017 | [23 empty] | X | [13 empty] | X |  |  | X |  | X | [48 empty] | X
3 | 01 | 09 | 01 | 01 | 04 |  |  |  | 3.01.09.01.01.04 | Heat supply Pipe Insulation | 6 | 3010901010400000 | m |  | Pr_80_77_76 | INS-06ZZZZ | HE | INS | 000 | 4005 | [23 empty] | X | [13 empty] | X |  |  | X |  | X | [48 empty] | X
3 | 01 | 09 | 01 | 01 | 05 |  |  |  | 3.01.09.01.01.05 | Heat supply Manhole | 6 | 3010901010500000 | pcs |  | Pr_65_52_01 | MHL-16ZZZZ | HE | MHL | 000 | 4035 | [13 empty] | X | [9 empty] | X | [13 empty] | X |  |  | X |  | X | [48 empty] | X
3 | 01 | 09 | 01 | 01 | 06 |  |  |  | 3.01.09.01.01.06 | Heat supply Manhole cover | 6 | 3010901010600000 | pcs |  | Pr_65_52_01_50 | MHL-17ZZZZ | HE | MHL | CVR | 4035 | [23 empty] | X | [13 empty] | X | X |  | X |  | X | [48 empty] | X
3 | 01 | 09 | 01 | 01 | 07 |  |  |  | 3.01.09.01.01.07 | Heat supply Marker post for manhole | 6 | 3010901010700000 | pcs |  | Pr_40_10_57_50 | MRK-03ZZZZ | HE | MRK | PST | 1180 | [13 empty] | X | [9 empty] | X | [13 empty] | X |  |  | X |  | X | [48 empty] | X
Level 1: 3; Level 2: 01; Level 3: 09; Level 4: 01; Level 5: 02 | 3.01.09.01.02 | Cooling supply Distribution | 5 | 3010901020000000 |  |  | Ss_60_40_17 | COS-02ZZZZ | CL | COS | 000 | [24 empty] | X | [13 empty] | X |  |  | X |  | X | [48 empty] | X
3 | 01 | 09 | 01 | 02 | 01 |  |  |  | 3.01.09.01.02.01 | Cooling supply Piping | 6 | 3010901020100000 | m |  | Pr_65_52_63 | PIP-19ZZZZ | CL | PIP | CLS | 4001 | [23 empty] | X | [13 empty] | X |  |  | X |  | X | [48 empty] | X
3 | 01 | 09 | 01 | 02 | 02 |  |  |  | 3.01.09.01.02.02 | Cooling supply Fittings / Elbows / Tees / Caps | 6 | 3010901020200000 | pcs |  | Pr_65_52_63 | PFT-19ZZZZ | CL | PFT | CLS | 4003 | [23 empty] | X | [13 empty] | X |  |  | X |  | X | [48 empty] | X
3 | 01 | 09 | 01 | 02 | 03 |  |  |  | 3.01.09.01.02.03 | Cooling supply Valves and Taps | 6 | 3010901020300000 | pcs |  | Pr_65_54_94 | VAL-13ZZZZ | CL | VAL | 000 | 4017 | [23 empty] | X | [13 empty] | X |  |  | X |  | X | [48 empty] | X
3 | 01 | 09 | 01 | 02 | 04 |  |  |  | 3.01.09.01.02.04 | Cooling supply Pipe Insulations | 6 | 3010901020400000 | m |  | Pr_80_77_76 | INS-07ZZZZ | CL | INS | 000 | 4005 | [23 empty] | X | [13 empty] | X |  |  | X |  | X | [48 empty] | X
3 | 01 | 09 | 01 | 02 | 05 |  |  |  | 3.01.09.01.02.05 | Cooling supply Manholes | 6 | 3010901020500000 | pcs |  | Pr_65_52_01 | MHL-18ZZZZ | CL | MHL | 000 | 4035 | [13 empty] | X | [9 empty] | X | [13 empty] | X |  |  | X |  | X | [48 empty] | X
3 | 01 | 09 | 01 | 02 | 06 |  |  |  | 3.01.09.01.02.06 | Cooling supply Manhole covers | 6 | 3010901020600000 | pcs |  | Pr_65_52_01_50 | MHL-19ZZZZ | CL | MHL | CVR | 4035 | [23 empty] | X | [13 empty] | X | X |  | X |  | X | [48 empty] | X
3 | 01 | 09 | 01 | 02 | 07 |  |  |  | 3.01.09.01.02.07 | Cooling supply Marker post for manhole | 6 | 3010901020700000 | pcs |  | Pr_40_10_57_50 | MRK-04ZZZZ | CL | MRK | PST | 1180 | [23 empty] | X | [13 empty] | X |  |  | X |  | X | [48 empty] | X
Level 1: 3; Level 2: 01; Level 3: 09; Level 4: 01; Level 5: 03 | 3.01.09.01.03 | Heating and Cooling supply equipment | 5 | 3010901030000000 | [31 empty] | X | [13 empty] | X |  |  | X |  | X | [48 empty] | X
3 | 01 | 09 | 01 | 03 | 01 |  |  |  | 3.01.09.01.03.01 | Heat Supply Exchangers | 6 | 3010901030100000 | pcs |  | Pr_60_60_36_60 | HEX-02ZZZZ | HE | HEX | 000 | 4007 | [23 empty] | X | [13 empty] | X |  |  | X |  | X | [48 empty] | X
3 | 01 | 09 | 01 | 03 | 02 |  |  |  | 3.01.09.01.03.02 | Heat Supply Units | 6 | 3010901030200000 | pcs |  | Pr_60_60_38_36 | HUN-02ZZZZ | HE | HUN | 000 | 4008 | [23 empty] | X | [13 empty] | X |  |  | X |  | X | [48 empty] | X
3 | 01 | 09 | 01 | 03 | 03 |  |  |  | 3.01.09.01.03.03 | Convectors | 6 | 3010901030300000 | pcs |  | Pr_70_60_36 | CNV-02ZZZZ | HE | CNV | 000 | 4015 | [23 empty] | X | [13 empty] | X |  |  | X |  | X | [48 empty] | X
3 | 01 | 09 | 01 | 03 | 04 |  |  |  | 3.01.09.01.03.04 | Equipment filters | 6 | 3010901030400000 | pcs |  | Pr_65_57_02 | FLT-06ZZZZ | HE | FLT | 000 | 4019 | [23 empty] | X | [13 empty] | X |  |  | X |  | X | [48 empty] | X
3 | 01 | 09 | 01 | 03 | 05 |  |  |  | 3.01.09.01.03.05 | Heating and Cooling supply Leakage detection sensors | 6 | 3010901030500000 | pcs |  | Pr_75_50_76 | LDS-04ZZZZ | HE | LDS | 000 | 4025 | [23 empty] | X | [13 empty] | X |  |  | X |  | X | [48 empty] | X
3 | 01 | 09 | 01 | 03 | 06 |  |  |  | 3.01.09.01.03.06 | Pumps | 6 | 3010901030600000 | pcs |  | Pr_70_55_76_62 | PMP-03ZZZZ | HE | PMP | 000 | 4030 | [23 empty] | X | [13 empty] | X |  |  | X |  | X | [48 empty] | X
3 | 01 | 09 | 01 | 03 | 07 |  |  |  | 3.01.09.01.03.07 | Flow Damper | 6 | 3010901030700000 | pcs |  | Pr_65_65_24_15 | FLD-03ZZZZ | HE | FLD | 000 | 4027 | [23 empty] | X | [13 empty] | X |  |  | X |  | X | [48 empty] | X
3 | 01 | 09 | 01 | 03 | 08 |  |  |  | 3.01.09.01.03.08 | Manifolds | 6 | 3010901030800000 | pcs |  | Pr_70_60_36_29 | MAF-01ZZZZ | HE | MAF | 000 | 4029 | [9 empty] | X |  | X | X | X | X | X | X | X | X |  | X |  |  | X | X |  |  |  | X | X | X | [8 empty] | X | [51 empty] | X
Level 1: 3; Level 2: 01; Level 3: 09; Level 4: 02 | 3.01.09.02 | Electricity supply | 4 | 3010902000000000 | [31 empty] | X | [15 empty] | X | [51 empty] | X
Level 1: 3; Level 2: 01; Level 3: 09; Level 4: 02; Level 5: 01 | 3.01.09.02.01 | High Voltage (external) | 5 | 3010902010000000 |  |  | Ss_70_30_35 | HVE-01ZZZZ | HV | HVE | 000 | [24 empty] | X | [15 empty] | X | [51 empty] | X
3 | 01 | 09 | 02 | 01 | 01 |  |  |  | 3.01.09.02.01.01 | Cables and Cable Routing | 6 | 3010902010100000 | m |  | Pr_65_70_36 | CBL-40ZZZZ | HV | CBL | HVE | ??? | [23 empty] | X | [15 empty] | X | [51 empty] | X
3 | 01 | 09 | 02 | 01 | 01 | 01 |  |  | 3.01.09.02.01.01.01 | Cables | 7 | 3010902010101000 | m |  | Pr_65_70_36 | CBL-41ZZZZ | HV | CBL | HVE | ??? | [23 empty] | X | [15 empty] | X | [51 empty] | X
3 | 01 | 09 | 02 | 01 | 01 | 02 |  |  | 3.01.09.02.01.01.02 | Cable End Caps | 7 | 3010902010102000 | pcs |  | Pr_65_70_36 | CAP-01ZZZZ | HV | CAP | HVE | ??? | [23 empty] | X | [15 empty] | X | [51 empty] | X
3 | 01 | 09 | 02 | 01 | 01 | 03 |  |  | 3.01.09.02.01.01.03 | Cable Connection Elements | 7 | 3010902010103000 | pcs |  | Pr_65_70_36 | CEL-01ZZZZ | HV | CEL | HVE | ??? | [23 empty] | X | [15 empty] | X | [32 empty] | ? | [18 empty] | X
3 | 01 | 09 | 02 | 01 | 02 |  |  |  | 3.01.09.02.01.02 | Electrical Substation | 6 | 3010902010200000 |  |  | Ss_70_20_30 | ELC-01ZZZZ | HV | ELC | SUB | ??? | [23 empty] | X | [15 empty] | X | [32 empty] | ? | [18 empty] | X
3 | 01 | 09 | 02 | 01 | 02 | 01 |  |  | 3.01.09.02.01.02.01 | Power Transformers | 7 | 3010902010201000 | pcs |  | Pr_60_70_36 | PTF-01ZZZZ | HV | PTF | HVE | ??? | [23 empty] | X | [15 empty] | X | [32 empty] | ? | [18 empty] | X
3 | 01 | 09 | 02 | 01 | 02 | 02 |  |  | 3.01.09.02.01.02.02 | Auxiliary Transformers | 7 | 3010902010202000 | pcs |  | Pr_60_70_15_05 | ATF-01ZZZZ | HV | ATF | HVE | ??? | [23 empty] | X | [15 empty] | X | [32 empty] | ? | [18 empty] | X
3 | 01 | 09 | 02 | 01 | 02 | 03 |  |  | 3.01.09.02.01.02.03 | Current Transformers | 7 | 3010902010203000 | pcs |  | Pr_80_51_51_19 | CTF-01ZZZZ | HV | CTF | HVE | ??? | [23 empty] | X | [15 empty] | X | [32 empty] | ? | [18 empty] | X
3 | 01 | 09 | 02 | 01 | 02 | 04 |  |  | 3.01.09.02.01.02.04 | Voltage Transformers | 7 | 3010902010204000 | pcs |  | Pr_60_70_36_95 | VTF-01ZZZZ | HV | VTF | HVE | ??? | [23 empty] | X | [15 empty] | X | [32 empty] | X | [18 empty] | X
3 | 01 | 09 | 02 | 01 | 02 | 05 |  |  | 3.01.09.02.01.02.05 | Conductors | 7 | 3010902010205000 | m |  | Pr_65_70_46_30 | CAT-01ZZZZ | HV | CAT | EW | ??? | [23 empty] | X | [15 empty] | X | [32 empty] | ? | [18 empty] | X
3 | 01 | 09 | 02 | 01 | 02 | 06 |  |  | 3.01.09.02.01.02.06 | Insulators | 7 | 3010902010206000 | pcs |  | Pr_65_70_42_36 | INL-01ZZZZ | HV | INL | HVE | ??? | [23 empty] | X | [15 empty] | X | [32 empty] | ? | [18 empty] | X
3 | 01 | 09 | 02 | 01 | 02 | 07 |  |  | 3.01.09.02.01.02.07 | Circuit Breakers | 7 | 3010902010207000 | pcs |  | Pr_60_70_38_12 | CBR-02ZZZZ | HV | CBR | HVE | ??? | [23 empty] | X | [15 empty] | X | [32 empty] | ? | [18 empty] | X
3 | 01 | 09 | 02 | 01 | 02 | 08 |  |  | 3.01.09.02.01.02.08 | Lightning Arresters | 7 | 3010902010208000 | pcs |  | Pr_65_70_46 | LAR-01ZZZZ | HV | LAR | HVE | ??? | [23 empty] | X | [15 empty] | X | [32 empty] | ? | [18 empty] | X
3 | 01 | 09 | 02 | 01 | 02 | 09 |  |  | 3.01.09.02.01.02.09 | Relays | 7 | 3010902010209000 | pcs |  | Pr_60_70_15 | REL-01ZZZZ | HV | REL | HVE | ??? | [23 empty] | X | [15 empty] | X | [32 empty] | ? | [18 empty] | X
3 | 01 | 09 | 02 | 01 | 02 | 10 |  |  | 3.01.09.02.01.02.10 | Capacitor Banks | 7 | 3010902010210000 | set |  | Pr_60_70_34_36 | CPB-01ZZZZ | HV | CPB | HVE | ??? | [23 empty] | X | [15 empty] | X | [32 empty] | ? | [18 empty] | X
3 | 01 | 09 | 02 | 01 | 02 | 11 |  |  | 3.01.09.02.01.02.11 | Batteries | 7 | 3010902010211000 | pcs |  | Pr_60_70_06 | BAT-01ZZZZ | HV | BAT | HVE | ??? | [23 empty] | X | [15 empty] | X | [32 empty] | ? | [18 empty] | X
3 | 01 | 09 | 02 | 01 | 02 | 12 |  |  | 3.01.09.02.01.02.12 | Wave Traps | 7 | 3010902010212000 | pcs |  | Pr_60_70_38 | WTR-01ZZZZ | HV | WTR | HVE | ??? | [23 empty] | X | [15 empty] | X | [32 empty] | ? | [18 empty] | X
3 | 01 | 09 | 02 | 01 | 02 | 13 |  |  | 3.01.09.02.01.02.13 | Surge Arresters | 7 | 3010902010213000 | pcs |  | Pr_60_70_38_85 | SAR-01ZZZZ | HV | SAR | HVE | ??? | [23 empty] | X | [15 empty] | X | [32 empty] | ? | [18 empty] | X
3 | 01 | 09 | 02 | 01 | 02 | 14 |  |  | 3.01.09.02.01.02.14 | Energy Meters | 7 | 3010902010214000 | pcs |  | Pr_80_51_51_28 | EME-01ZZZZ | HV | EME | HVE | ??? | [23 empty] | X | [15 empty] | X | [32 empty] | ? | [18 empty] | X
3 | 01 | 09 | 02 | 01 | 02 | 15 |  |  | 3.01.09.02.01.02.15 | Cables | 7 | 3010902010215000 | m |  | Pr_65_70_36 | CBL-12ZZZZ | HV | CBL | HVE | ??? | [23 empty] | X | [15 empty] | X | [32 empty] | X | [18 empty] | X
3 | 01 | 09 | 02 | 01 | 02 | 16 |  |  | 3.01.09.02.01.02.16 | Earthing Terminals | 7 | 3010902010216000 | set |  | Ss_70_30_25_25 | ELC-02ZZZZ | HV | ELC | LPG | 2295 | [9 empty] | X |  | X | X | X | X | X | X | X | X |  | X |  |  | X | X |  |  |  | X | X | X | [6 empty] | X | X | X | [51 empty] | X
Level 1: 3; Level 2: 01; Level 3: 09; Level 4: 02; Level 5: 02 | 3.01.09.02.02 | Low Voltage (external) | 5 | 3010902020000000 |  |  | Ss_70_30_45 | LVT-02ZZZZ | LV | LVT | 000 | [24 empty] | X | [13 empty] | X |  | X | X | X | X |  |  |  | X | X | [43 empty] | X
3 | 01 | 09 | 02 | 02 | 01 |  |  |  | 3.01.09.02.02.01 | Heating cables | 6 | 3010902020100000 | m |  | Pr_65_70_48 | CBL-50ZZZZ | LV | CBL | 000 | 2430 | [23 empty] | X | [13 empty] | X |  | X | X | X | X |  |  |  | X | X | [43 empty] | X
3 | 01 | 09 | 02 | 02 | 01 | 01 |  |  | 3.01.09.02.02.01.01 | Heating cables for pipes | 7 | 3010902020101000 | m |  | Pr_65_70_48 | CBL-51ZZZZ | LV | CBL | HCB | 2430 | [9 empty] | X |  | X | X |  |  | X |  | X | X |  |  |  |  | X | [13 empty] | X | X | X | X |  |  |  |  | X | [45 empty] | X | X | [9 empty] | ?
3 | 01 | 09 | 02 | 02 | 02 |  |  |  | 3.01.09.02.02.02 | Cables and Cable Routing | 6 | 3010902020200000 | m |  | Pr_65_70_48 | CBL-60ZZZZ | LV | CBL | 000 | [24 empty] | X | [14 empty] | X | X | X |  |  |  |  | X | [45 empty] | X | X | [9 empty] | ?
3 | 01 | 09 | 02 | 02 | 02 | 01 |  |  | 3.01.09.02.02.02.01 | Cables | 7 | 3010902020201000 | m |  | Pr_65_70_48 | CBL-61ZZZZ | LV | CBL | ELC | 2210 | [23 empty] | X | [14 empty] | X | X | X |  |  |  |  | X | [45 empty] | X | X | [9 empty] | ?
3 | 01 | 09 | 02 | 02 | 02 | 02 |  |  | 3.01.09.02.02.02.02 | Cable End Caps | 7 | 3010902020202000 | pcs |  | Pr_65_70_48 | CEP-03ZZZZ | LV | CEP | ELC | 2210 | [23 empty] | X | [14 empty] | X | X | X |  |  |  |  | X | [45 empty] | X | X | [9 empty] | ?
3 | 01 | 09 | 02 | 02 | 02 | 03 |  |  | 3.01.09.02.02.02.03 | Cable Connection Elements | 7 | 3010902020203000 | pcs |  | Pr_65_70_48 | CCE-03ZZZZ | LV | CCE | ELC | 2210 | [23 empty] | X | [14 empty] | X | X | X |  |  |  |  | X | [45 empty] | X | X | [9 empty] | ?
3 | 01 | 09 | 02 | 02 | 02 | 04 |  |  | 3.01.09.02.02.02.04 | Cable Connection Joints | 7 | 3010902020204000 | pcs |  | Pr_65_70_48 | EXP-15ZZZZ | LV | EXP | ELC | 2210 | [23 empty] | X | [14 empty] | X | X | X |  |  |  |  | X | [45 empty] | X | X | [9 empty] | ?
3 | 01 | 09 | 02 | 02 | 02 | 05 |  |  | 3.01.09.02.02.02.05 | Connection Terminal Box | 7 | 3010902020205000 | pcs |  | Pr_60_70_22_46 | BOX-04ZZZZ | LV | BOX | LGT | 2220 | [9 empty] | X |  | X | X |  |  | X |  | X | X |  |  |  |  | X | [14 empty] | X | X | X |  |  |  |  | X | [45 empty] | X | X | [9 empty] | ?
3 | 01 | 09 | 02 | 02 | 02 | 06 |  |  | 3.01.09.02.02.02.06 | Cable Ducts | 7 | 3010902020206000 | m |  | Pr_65_70_11_09 | DCT-04ZZZZ | LV | DCT | SY | 701 | [9 empty] | X |  | X | X |  |  | X |  | X | X |  |  |  |  | X | [14 empty] | X | X | X |  |  |  |  | X | [45 empty] | X | X | [9 empty] | ?
3 | 01 | 09 | 02 | 02 | 02 | 07 |  |  | 3.01.09.02.02.02.07 | Cable Conduits | 7 | 3010902020207000 | m |  | Pr_65_70_11_09 | CNS-02ZZZZ | LV | CNS | SY | 701 | [9 empty] | X |  | X | X |  |  | X |  | X | X |  |  |  |  | X | [14 empty] | X | X | X |  |  |  |  | X | [45 empty] | X | X | [9 empty] | ?
3 | 01 | 09 | 02 | 02 | 02 | 08 |  |  | 3.01.09.02.02.02.08 | Case Pipe | 7 | 3010902020208000 | m |  | Pr_65_70_11_09 | PIP-23ZZZZ | LV | PIP | ELC | 2240 | [9 empty] | X |  | X | X |  |  | X |  | X | X |  |  |  |  | X | [14 empty] | X | X | X |  |  |  |  | X | [45 empty] | X | X | [9 empty] | ?
3 | 01 | 09 | 02 | 02 | 02 | 09 |  |  | 3.01.09.02.02.02.09 | Pipe Connection Elements | 7 | 3010902020209000 | pcs |  | Pr_65_70_11_09 | PFT-24ZZZZ | LV | PFT | ELC | 2240 | [13 empty] | X | [9 empty] | X | [14 empty] | X | X | [5 empty] | X | [45 empty] | X | X
3 | 01 | 09 | 02 | 02 | 03 |  |  |  | 3.01.09.02.02.03 | Electricity supply Manholes | 6 | 3010902020300000 | pcs |  | Pr_65_52_01 | MHL-20ZZZZ | LV | MHL | SY | 720 | [23 empty] | X | [14 empty] | X | X | [5 empty] | X | [45 empty] | X | X
3 | 01 | 09 | 02 | 02 | 03 | 01 |  |  | 3.01.09.02.02.03.01 | Electricity supply Manholes | 7 | 3010902020301000 | pcs |  | Pr_65_52_01_20 | MHL-21ZZZZ | LV | MHL | SY | 720 | [13 empty] | X | [9 empty] | X | [14 empty] | X | X | [5 empty] | X | [45 empty] | X | X
3 | 01 | 09 | 02 | 02 | 03 | 02 |  |  | 3.01.09.02.02.03.02 | Electricity supply Manhole covers | 7 | 3010902020302000 | pcs |  | Pr_65_52_01_50 | MHL-22ZZZZ | LV | MHL | CVR | 720 | [23 empty] | X | [14 empty] | X | X | [5 empty] | X | [45 empty] | X | X
3 | 01 | 09 | 02 | 02 | 03 | 03 |  |  | 3.01.09.02.02.03.03 | Earthing Terminals | 7 | 3010902020303000 | set |  | Ss_70_30_25_25 | LPG-02ZZZZ | LV | LPG | ELC | 2295 | [23 empty] | X | [15 empty] | X | [32 empty] | ? | [18 empty] | X
3 | 01 | 09 | 02 | 02 | 04 |  |  |  | 3.01.09.02.02.04 | Overhead Line Pole And Components | 6 | 3010902020400000 |  |  | Pr_65_70 | OLP-00ZZZZ | LV | OLP | ELC | 2200 | [23 empty] | X | [15 empty] | X | [32 empty] | ? | [18 empty] | X
3 | 01 | 09 | 02 | 02 | 04 | 01 |  |  | 3.01.09.02.02.04.01 | Insulators | 7 | 3010902020401000 | pcs |  | Pr_65_70_42_36 | INS-08ZZZZ | LV | INS | ELC | 2200 | [23 empty] | X | [15 empty] | X | [32 empty] | ? | [18 empty] | X
3 | 01 | 09 | 02 | 02 | 04 | 02 |  |  | 3.01.09.02.02.04.02 | Line fittings | 7 | 3010902020402000 | pcs |  | Pr_65_70 | LFT-02ZZZZ | LV | LFT | ELC | 2200 | [23 empty] | X | [15 empty] | X | [32 empty] | ? | [18 empty] | X
3 | 01 | 09 | 02 | 02 | 04 | 03 |  |  | 3.01.09.02.02.04.03 | Line Pole and Foundation | 7 | 3010902020403000 | pcs |  | Pr_65_70_11_76 | OLP-01ZZZZ | LV | OLP | ELC | 2200 | [23 empty] | X | [15 empty] | X | [32 empty] | ? | [18 empty] | X
3 | 01 | 09 | 02 | 02 | 04 | 04 |  |  | 3.01.09.02.02.04.04 | Earthing Terminals | 7 | 3010902020404000 | set |  | Ss_70_30_25_25 | LPG-03ZZZZ | LV | LPG | ELC | 2295 | [14 empty] | X | [8 empty] | X | [14 empty] | X | X | [51 empty] | X
3 | 01 | 09 | 02 | 02 | 05 |  |  |  | 3.01.09.02.02.05 | Electrical Box | 6 | 3010902020500000 | pcs |  | Pr_60_70_22 | BOX-05ZZZZ | LV | BOX | 000 | 2220 | [14 empty] | X | [8 empty] | X | [14 empty] | X | X | [51 empty] | X
3 | 01 | 09 | 02 | 02 | 05 | 01 |  |  | 3.01.09.02.02.05.01 | Electrical switchgear | 7 | 3010902020501000 | set |  | Pr_60_70_22 | SWG-02ZZZZ | LV | ELC | SWG | 2220 | [14 empty] | X | [8 empty] | X | [14 empty] | X | X | [51 empty] | X
3 | 01 | 09 | 02 | 02 | 05 | 02 |  |  | 3.01.09.02.02.05.02 | Cable distribution box | 7 | 3010902020502000 | set |  | Pr_60_70_22 | BOX-06ZZZZ | LV | BOX | ELC | 2220 | [14 empty] | X | [8 empty] | X | [14 empty] | X | X | [51 empty] | X
3 | 01 | 09 | 02 | 02 | 05 | 03 |  |  | 3.01.09.02.02.05.03 | Lighting Box | 7 | 3010902020503000 | set |  | Pr_60_70_22_46 | LGT-03ZZZZ | LV | LGT | BOX | 2330 | [14 empty] | X | [8 empty] | X | [14 empty] | X | X | [51 empty] | X
3 | 01 | 09 | 02 | 02 | 05 | 04 |  |  | 3.01.09.02.02.05.04 | Junction Box | 7 | 3010902020504000 | set |  | Pr_80_77_28_08 | JNB-02ZZZZ | LV | JNB | 000 | ??? | [23 empty] | X | [15 empty] | X | [51 empty] | X
3 | 01 | 09 | 02 | 02 | 06 |  |  |  | 3.01.09.02.02.06 | Electrical Substation | 6 | 3010902020600000 |  |  | Ss_70_20_30 | ELC-03ZZZZ | LV | ELC | SUB | 2230 | [23 empty] | X | [15 empty] | X | [51 empty] | X
3 | 01 | 09 | 02 | 02 | 06 | 01 |  |  | 3.01.09.02.02.06.01 | Auxiliary Transformers | 7 | 3010902020601000 | pcs |  | Pr_60_70_15_05 | ATF-02ZZZZ | LV | ATF | LVE | 2230 | [23 empty] | X | [15 empty] | X | [51 empty] | X
3 | 01 | 09 | 02 | 02 | 06 | 02 |  |  | 3.01.09.02.02.06.02 | Current Transformers | 7 | 3010902020602000 | pcs |  | Pr_80_51_51_19 | CTF-02ZZZZ | LV | CTF | LVE | 2230 | [23 empty] | X | [15 empty] | X | [51 empty] | X
3 | 01 | 09 | 02 | 02 | 06 | 03 |  |  | 3.01.09.02.02.06.03 | Voltage Transformers | 7 | 3010902020603000 | pcs |  | Pr_60_70_36_95 | VTF-02ZZZZ | LV | VTF | LVE | 2230 | [23 empty] | X | [15 empty] | X | [51 empty] | X
3 | 01 | 09 | 02 | 02 | 06 | 04 |  |  | 3.01.09.02.02.06.04 | Conductors | 7 | 3010902020604000 | m |  | Pr_65_70_46_30 | CAT-02ZZZZ | LV | CAT | EW | 2230 | [23 empty] | X | [15 empty] | X | [51 empty] | X
3 | 01 | 09 | 02 | 02 | 06 | 05 |  |  | 3.01.09.02.02.06.05 | Insulators | 7 | 3010902020605000 | m |  | Pr_65_70_42_36 | INS-09ZZZZ | LV | INS | INS | 2230 | [23 empty] | X | [15 empty] | X | [51 empty] | X
3 | 01 | 09 | 02 | 02 | 06 | 06 |  |  | 3.01.09.02.02.06.06 | Circuit Breakers | 7 | 3010902020606000 | pcs |  | Pr_65_72_27_48 | CBR-03ZZZZ | LV | CBR | ELC | 2230 | [23 empty] | X | [15 empty] | X | [51 empty] | X
3 | 01 | 09 | 02 | 02 | 06 | 07 |  |  | 3.01.09.02.02.06.07 | Lightning Arresters | 7 | 3010902020607000 | pcs |  | Pr_65_70_46 | LAR-02ZZZZ | LV | LAR | LVE | 2230 | [23 empty] | X | [15 empty] | X | [51 empty] | X
3 | 01 | 09 | 02 | 02 | 06 | 08 |  |  | 3.01.09.02.02.06.08 | Relays | 7 | 3010902020608000 | pcs |  | Pr_60_70_15 | REL-02ZZZZ | LV | REL | LVE | 2230 | [23 empty] | X | [15 empty] | X | [51 empty] | X
3 | 01 | 09 | 02 | 02 | 06 | 09 |  |  | 3.01.09.02.02.06.09 | Capacitor Banks | 7 | 3010902020609000 | set |  | Pr_60_70_15 | CPB-02ZZZZ | LV | CAB | LVE | 2230 | [23 empty] | X | [15 empty] | X | [51 empty] | X
3 | 01 | 09 | 02 | 02 | 06 | 10 |  |  | 3.01.09.02.02.06.10 | Batteries | 7 | 3010902020610000 | pcs |  | Pr_60_70_06 | BAT-02ZZZZ | LV | BAT | LVE | 2230 | [23 empty] | X | [15 empty] | X | [51 empty] | X
3 | 01 | 09 | 02 | 02 | 06 | 11 |  |  | 3.01.09.02.02.06.11 | Wave Traps | 7 | 3010902020611000 | pcs |  | Pr_65_72_27 | WTR-02ZZZZ | LV | WTR | LVE | 2230 | [23 empty] | X | [15 empty] | X | [51 empty] | X
3 | 01 | 09 | 02 | 02 | 06 | 12 |  |  | 3.01.09.02.02.06.12 | Surge Arresters | 7 | 3010902020612000 | pcs |  | Pr_65_72_27_48 | SAR-02ZZZZ | LV | SAR | LVE | 2230 | [23 empty] | X | [15 empty] | X | [51 empty] | X
3 | 01 | 09 | 02 | 02 | 06 | 13 |  |  | 3.01.09.02.02.06.13 | Energy Meters | 7 | 3010902020613000 | pcs |  | Pr_80_51_51_28 | EME-02ZZZZ | LV | EME | LVE | 2230 | [23 empty] | X | [15 empty] | X | [51 empty] | X
3 | 01 | 09 | 02 | 02 | 06 | 14 |  |  | 3.01.09.02.02.06.14 | Cables | 7 | 3010902020614000 | m |  | Pr_65_70_48 | CBL-13ZZZZ | LV | CBL | LVE | 2210 | [23 empty] | X | [15 empty] | X | [51 empty] | X
3 | 01 | 09 | 02 | 02 | 06 | 15 |  |  | 3.01.09.02.02.06.15 | Earthing Terminals | 7 | 3010902020615000 | set |  | Ss_70_30_25_25 | ELC-04ZZZZ | LV | ELC | LPG | 2295 | [9 empty] | X |  | X | X | X |  | X |  | X | X |  |  |  |  | X | [15 empty] | X | [32 empty] | X | [18 empty] | X | X
3 | 01 | 09 | 02 | 02 | 07 |  |  |  | 3.01.09.02.02.07 | Lighting System | 6 | 3010902020700000 | pcs |  | Ss_70_80 | LGS-02ZZZZ | LV | LGS | SYS | [24 empty] | X | [14 empty] | X | X | [5 empty] | X | [26 empty] | X | [18 empty] | X | X
3 | 01 | 09 | 02 | 02 | 07 | 01 |  |  | 3.01.09.02.02.07.01 | Lighting pole set | 7 | 3010902020701000 | set |  | Pr_20_85_50 | LGT-10ZZZZ | LV | LGT | POL | 2340 | [23 empty] | X | [14 empty] | X | X | [5 empty] | X | [26 empty] | X | [18 empty] | X | X
3 | 01 | 09 | 02 | 02 | 07 | 01 | 01 |  | 3.01.09.02.02.07.01.01 | Lighting Poles | 8 | 3010902020701010 | pcs |  | Pr_20_85_50 | LGT-11ZZZZ | LV | LGT | POL | 2340 | [23 empty] | X | [15 empty] | X | [51 empty] | X | X
3 | 01 | 09 | 02 | 02 | 07 | 01 | 02 |  | 3.01.09.02.02.07.01.02 | Lighting Luminaires | 8 | 3010902020701020 | pcs |  | Pr_70_70_48 | LGT-12ZZZZ | LV | LGT | LUM | 2332 | [23 empty] | X | [15 empty] | X | [51 empty] | X | X
3 | 01 | 09 | 02 | 02 | 07 | 02 |  |  | 3.01.09.02.02.07.02 | Lighting Cable | 7 | 3010902020702000 | m |  | Pr_65_70_48 | LGT-04ZZZZ | LV | LGT | CBL | 2300 | [9 empty] | X |  | X | X | X |  | X |  | X | X |  |  |  |  | X | [15 empty] | X | [51 empty] | X | X
3 | 01 | 09 | 02 | 02 | 07 | 03 |  |  | 3.01.09.02.02.07.03 | Lighting Cable Pipe | 7 | 3010902020703000 | m |  | Pr_65_70_12_94 | LGT-05ZZZZ | LV | LGT | PIP | 2320 | [23 empty] | X | [15 empty] | X | [51 empty] | X | X
3 | 01 | 09 | 02 | 02 | 07 | 04 |  |  | 3.01.09.02.02.07.04 | Earthing Terminals | 7 | 3010902020704000 | set |  | Ss_70_30_25_25 | ELC-05ZZZZ | LV | ELC | LPG | 2295 | [23 empty] | X | [15 empty] | X | [51 empty] | X
3 | 01 | 09 | 02 | 02 | 08 |  |  |  | 3.01.09.02.02.08 | Electricity Supply | 6 | 3010902020800000 | pcs |  | Pr_60_70_64 | PSE-01ZZZZ | LV | PSE | ELC | 2250 | [23 empty] | X | [15 empty] | X | [51 empty] | X
3 | 01 | 09 | 02 | 02 | 08 | 01 |  |  | 3.01.09.02.02.08.01 | Fuses | 7 | 3010902020801000 | pcs |  | Pr_65_72_27_47 | FUS-02ZZZZ | LV | FUS | ELC | 2250 | [23 empty] | X | [15 empty] | X | [51 empty] | X
3 | 01 | 09 | 02 | 02 | 08 | 02 |  |  | 3.01.09.02.02.08.02 | Circuit Breakers | 7 | 3010902020802000 | pcs |  | Pr_65_72_27_48 | CBR-04ZZZZ | LV | CBR | ELC | 2250 | [23 empty] | X | [15 empty] | X | [51 empty] | X
3 | 01 | 09 | 02 | 02 | 08 | 03 |  |  | 3.01.09.02.02.08.03 | Terminals | 7 | 3010902020803000 | set |  | Ss_70_30_25_25 | TER-02ZZZZ | LV | TER | ELC | 2250 | [23 empty] | X | [15 empty] | X | [51 empty] | X
3 | 01 | 09 | 02 | 02 | 08 | 04 |  |  | 3.01.09.02.02.08.04 | Switch Disconnector | 7 | 3010902020804000 | pcs |  | Pr_60_70_22 | SDC-02ZZZZ | LV | SDC | 000 | 2220 | [23 empty] | X | [15 empty] | X | [51 empty] | X
3 | 01 | 09 | 02 | 02 | 08 | 05 |  |  | 3.01.09.02.02.08.05 | Earthing Terminals | 7 | 3010902020805000 | set |  | Ss_70_30_25_25 | ELC-06ZZZZ | LV | ELC | LPG | 2295 | [23 empty] | X | [13 empty] | ? |  | X | [51 empty] | X
3 | 01 | 09 | 02 | 02 | 08 | 06 |  |  | 3.01.09.02.02.08.06 | Sockets | 7 | 3010902020806000 | pcs |  | Pr_65_72_97_84 | SCK-03ZZZZ | LV | SCK | 000 | ??? | [9 empty] | X |  | X | X | X | X | X | X | X | X |  | X |  |  | X | X |  |  |  | X | X | X | [6 empty] | X | X | X | X | X | X |  | X | X | X | X | [23 empty] | ? | ? | ? | [17 empty] | X | ?
3 | 01 | 09 | 02 | 02 | 09 |  |  |  | 3.01.09.02.02.09 | Earthing System | 6 | 3010902020900000 | set |  | Ss_70_30_25_25 | ETS-01ZZZZ | LV | ETS | 000 | 2295 | [9 empty] | X |  | X | X | X | X | X | X | X | X |  | X |  |  | X | X |  |  |  | X | X | X | [6 empty] | X | X | X | X | X | X |  | X | X | X | X | [23 empty] | ? | ? | ? | [17 empty] | X | ?
3 | 01 | 09 | 02 | 02 | 09 | 01 |  |  | 3.01.09.02.02.09.01 | Railway Stuctures Grounding | 7 | 3010902020901000 | set |  | Ss_70_30_25_25 | RGR-01ZZZZ | LV | RGR | STR | 2295 | [9 empty] | X |  | X | X | X | X | X | X | X | X |  | X |  |  | X | X |  |  |  | X | X | X | [6 empty] | X | X | X | X | X | X |  | X | X | X | X | [43 empty] | X
3 | 01 | 09 | 02 | 02 | 09 | 01 | 01 |  | 3.01.09.02.02.09.01.01 | Earthing Wire | 8 | 3010902020901010 | m |  | Ss_70_30_25_25 | EWR-01ZZZZ | LV | EWR | RSG | 2295 | [9 empty] | X |  | X | X | X | X | X | X | X | X |  | X |  |  | X | X |  |  |  | X | X | X | [6 empty] | X | X | X | X | X | X |  | X | X | X | X | [43 empty] | X
3 | 01 | 09 | 02 | 02 | 09 | 01 | 02 |  | 3.01.09.02.02.09.01.02 | Earthing Electrode | 8 | 3010902020901020 | pcs |  | Ss_70_30_25_25 | ELT-01ZZZZ | LV | ELT | RSG | 2295 | [9 empty] | X |  | X | X | X | X | X | X | X | X |  | X |  |  | X | X |  |  |  | X | X | X | [6 empty] | X | X | X | X | X | X |  | X | X | X | X | [43 empty] | X
3 | 01 | 09 | 02 | 02 | 09 | 01 | 03 |  | 3.01.09.02.02.09.01.03 | Eathing Connection Terminals | 8 | 3010902020901030 | set |  | Ss_70_30_25_25 | ECT-01ZZZZ | LV | ECT | RSG | 2295 | [23 empty] | X | [13 empty] | ? | X | X | ? | ? | ? |  | ? | ? | ? | ? | [23 empty] | ? | ? | ? | [17 empty] | X | ?
3 | 01 | 09 | 02 | 02 | 09 | 02 |  |  | 3.01.09.02.02.09.02 | Railway Track Grounding | 7 | 3010902020902000 | set |  | Ss_70_30_25_25 | RGR-02ZZZZ | LV | RGR | TRK | 2295 | [23 empty] | X | [13 empty] | ? | ? | X | ? | ? | ? |  | ? | ? | ? | ? | [43 empty] | X
3 | 01 | 09 | 02 | 02 | 09 | 02 | 01 |  | 3.01.09.02.02.09.02.01 | Earthing Wire | 8 | 3010902020902010 | m |  | Ss_70_30_25_25 | EWR-02ZZZZ | LV | EWR | RTG | 2295 | [23 empty] | X | [13 empty] | ? | ? | X | ? | ? | ? |  | ? | ? | ? | ? | [43 empty] | X
3 | 01 | 09 | 02 | 02 | 09 | 02 | 02 |  | 3.01.09.02.02.09.02.02 | Earthing Electrode | 8 | 3010902020902020 | pcs |  | Ss_70_30_25_25 | ELT-02ZZZZ | LV | ELT | RTG | 2295 | [23 empty] | X | [13 empty] | ? | ? | X | ? | ? | ? |  | ? | ? | ? | ? | [43 empty] | X
3 | 01 | 09 | 02 | 02 | 09 | 02 | 03 |  | 3.01.09.02.02.09.02.03 | Eathing Connection Terminals | 8 | 3010902020902030 | set |  | Ss_70_30_25_25 | ECT-02ZZZZ | LV | ECT | RTG | 2295 | [23 empty] | X | [13 empty] | ? | X | X | ? | ? | ? |  | ? | ? | ? | ? | [23 empty] | ? | ? | ? | [17 empty] | X | ?
3 | 01 | 09 | 02 | 02 | 09 | 03 |  |  | 3.01.09.02.02.09.03 | Railway Utility grounding | 7 | 3010902020903000 | set |  | Ss_70_30_25_25 | RGR-03ZZZZ | LV | RGR | UTL | 2295 | [23 empty] | X | [13 empty] | ? | ? | X | ? | ? | ? |  | ? | ? | ? | ? | [43 empty] | X
3 | 01 | 09 | 02 | 02 | 09 | 03 | 01 |  | 3.01.09.02.02.09.03.01 | Earthing Wire | 8 | 3010902020903010 | m |  | Ss_70_30_25_25 | EWR-03ZZZZ | LV | EWR | RUG | 2295 | [23 empty] | X | [13 empty] | ? | ? | X | ? | ? | ? |  | ? | ? | ? | ? | [43 empty] | X
3 | 01 | 09 | 02 | 02 | 09 | 03 | 02 |  | 3.01.09.02.02.09.03.02 | Earthing Electrode | 8 | 3010902020903020 | pcs |  | Ss_70_30_25_25 | ELT-03ZZZZ | LV | ELT | RUG | 2295 | [23 empty] | X | [13 empty] | ? | ? | X | ? | ? | ? |  | ? | ? | ? | ? | [43 empty] | X
3 | 01 | 09 | 02 | 02 | 09 | 03 | 03 |  | 3.01.09.02.02.09.03.03 | Eathing Connection Terminals | 8 | 3010902020903030 | set |  | Ss_70_30_25_25 | ECT-03ZZZZ | LV | ECT | RUG | 2295 | [23 empty] | X | [13 empty] | ? | X | X | ? | ? | ? |  | ? | ? | ? | ? | [23 empty] | ? | ? | ? | [17 empty] | X | ?
3 | 01 | 09 | 02 | 02 | 09 | 04 |  |  | 3.01.09.02.02.09.04 | External Facility Grounding | 7 | 3010902020904000 | set |  | Ss_70_30_25_25 | RGR-04ZZZZ | LV | FGR | 000 | 2295 | [23 empty] | X | [13 empty] | ? | ? | X | ? | ? | ? |  | ? | ? | ? | ? | [43 empty] | X
3 | 01 | 09 | 02 | 02 | 09 | 04 | 01 |  | 3.01.09.02.02.09.04.01 | Earthing Wire | 8 | 3010902020904010 | m |  | Ss_70_30_25_25 | EWR-04ZZZZ | LV | EWR | 000 | 2295 | [23 empty] | X | [13 empty] | ? | ? | X | ? | X | ? |  | ? | ? | ? | ? | [43 empty] | X
3 | 01 | 09 | 02 | 02 | 09 | 04 | 02 |  | 3.01.09.02.02.09.04.02 | Earthing Electrode | 8 | 3010902020904020 | pcs |  | Ss_70_30_25_25 | ELT-04ZZZZ | LV | ELT | 000 | 2295 | [23 empty] | X | [13 empty] | ? | ? | X | ? | X | ? |  | ? | ? | ? | ? | [43 empty] | X
3 | 01 | 09 | 02 | 02 | 09 | 04 | 03 |  | 3.01.09.02.02.09.04.03 | Eathing Connection Terminals | 8 | 3010902020904030 | pcs |  | Ss_70_30_25_25 | ECT-04ZZZZ | LV | ECT | 000 | 2295 | [11 empty] | X | X | X | [9 empty] | X | [14 empty] | X | [6 empty] | X | [25 empty] | ? | [19 empty] | X
Level 1: 3; Level 2: 01; Level 3: 09; Level 4: 03 | 3.01.09.03 | Information and Communication Technologies (ICT) | 4 | 3010903000000000 | [19 empty] | X | X | X | [9 empty] | X | [14 empty] | X | [6 empty] | X | [25 empty] | ? | [19 empty] | X
Level 1: 3; Level 2: 01; Level 3: 09; Level 4: 03; Level 5: 01 | 3.01.09.03.01 | Communication System Distribution | 5 | 3010903010000000 | [19 empty] | X | X | X | [9 empty] | X | [14 empty] | X | [6 empty] | X | [25 empty] | ? | [19 empty] | X | [10 empty] | ?
3 | 01 | 09 | 03 | 01 | 01 |  |  |  | 3.01.09.03.01.01 | Communication Systems Cables and Cable Routing | 6 | 3010903010100000 |  |  | Pr_65_70_48 | CSD-02ZZZZ | ED | CSD | 000 | [24 empty] | X | [14 empty] | X | [6 empty] | X | [25 empty] | ? | [19 empty] | X | [10 empty] | ?
3 | 01 | 09 | 03 | 01 | 01 | 01 |  |  | 3.01.09.03.01.01.01 | Cables | 7 | 3010903010101000 | m |  | Pr_65_70_48 | CBL-03ZZZZ | ED | CBL | ELC | 2210 | [23 empty] | X | [14 empty] | X | [6 empty] | ? | [45 empty] | X
3 | 01 | 09 | 03 | 01 | 01 | 01 | 01 |  | 3.01.09.03.01.01.01.01 | Fiber optic cable outdoor | 8 | 3010903010101010 | m |  | Pr_65_70_48 | OPL-02ZZZZ | ED | OPL | ELC | 2210 | [23 empty] | X | [14 empty] | X | [6 empty] | ? | [45 empty] | X
3 | 01 | 09 | 03 | 01 | 01 | 01 | 02 |  | 3.01.09.03.01.01.01.02 | Copper twisted pair cable outdoor | 8 | 3010903010101020 | m |  | Pr_65_70_48 | CCB-02ZZZZ | ED | CPL | ELC | 2210 | [23 empty] | X | [14 empty] | X | [6 empty] | X | [25 empty] | ? | [19 empty] | X | [10 empty] | ?
3 | 01 | 09 | 03 | 01 | 01 | 02 |  |  | 3.01.09.03.01.01.02 | Cable End Caps | 7 | 3010903010102000 | pcs |  | Pr_65_70_48 | CEP-04ZZZZ | ED | CEP | ELC | 2210 | [23 empty] | X | [14 empty] | X | [6 empty] | X | [25 empty] | ? | [19 empty] | X | [10 empty] | ?
3 | 01 | 09 | 03 | 01 | 01 | 03 |  |  | 3.01.09.03.01.01.03 | Cable Connection Elements | 7 | 3010903010103000 | pcs |  | Pr_65_70_48 | CCE-04ZZZZ | ED | CCE | ELC | 2210 | [11 empty] | X | X | [10 empty] | X | [14 empty] | X | [6 empty] | X | [25 empty] | ? | [19 empty] | X | [10 empty] | ?
3 | 01 | 09 | 03 | 01 | 01 | 04 |  |  | 3.01.09.03.01.01.04 | Cable Duct | 7 | 3010903010104000 | m |  | Pr_65_70_11_09 | DCT-05ZZZZ | ED | DCT | SY | 701 | [11 empty] | X | X | [10 empty] | X | [14 empty] | X | [6 empty] | X | [25 empty] | ? | [19 empty] | X | [10 empty] | ?
3 | 01 | 09 | 03 | 01 | 01 | 05 |  |  | 3.01.09.03.01.01.05 | Cable Conduits | 7 | 3010903010105000 | m |  | Pr_65_70_11_09 | CNS-03ZZZZ | ED | CNS | SY | 701 | [11 empty] | X | X | [10 empty] | X | [14 empty] | X | [6 empty] | X | [25 empty] | ? | [19 empty] | X | [10 empty] | ?
3 | 01 | 09 | 03 | 01 | 01 | 06 |  |  | 3.01.09.03.01.01.06 | Case Pipe | 7 | 3010903010106000 | m |  | Pr_65_70_11_09 | PIP-24ZZZZ | ED | PIP | ELC | 2240 | [13 empty] | X | [9 empty] | X | [14 empty] | X | [6 empty] | X | [25 empty] | ? | [19 empty] | X
3 | 01 | 09 | 03 | 01 | 02 |  |  |  | 3.01.09.03.01.02 | Manholes | 6 | 3010903010200000 |  |  | Pr_65_52_01 | MHL-30ZZZZ | ED | MHL | SY | 720 | [23 empty] | X | [14 empty] | X | [6 empty] | X | [25 empty] | ? | [19 empty] | X
3 | 01 | 09 | 03 | 01 | 02 | 01 |  |  | 3.01.09.03.01.02.01 | Low Voltage Supply Manholes | 7 | 3010903010201000 | pcs |  | Pr_65_52_01_20 | MHL-31ZZZZ | ED | MHL | SY | 720 | [13 empty] | X | [9 empty] | X | [14 empty] | X | [6 empty] | X | [25 empty] | ? | [19 empty] | X
3 | 01 | 09 | 03 | 01 | 02 | 02 |  |  | 3.01.09.03.01.02.02 | Low Voltage Supply Manhole covers | 7 | 3010903010202000 | pcs |  | Pr_65_52_01_50 | MHL-32ZZZZ | ED | MHL | CVR | 720 | [23 empty] | X | [14 empty] | X | [6 empty] | X | [25 empty] | ? | X | [18 empty] | X
3 | 01 | 09 | 03 | 01 | 03 |  |  |  | 3.01.09.03.01.03 | Overhead Line Pole And Components | 6 | 3010903010300000 |  |  | Pr_65_70_11_76 | OLP-02ZZZZ | ED | OLP | ELC | 2200 | [23 empty] | X | [14 empty] | X | [6 empty] | X | [25 empty] | ? | X | [18 empty] | X
3 | 01 | 09 | 03 | 01 | 03 | 01 |  |  | 3.01.09.03.01.03.01 | Low Voltage Conductors | 7 | 3010903010301000 | m |  | Pr_65_70_46_30 | EW-01ZZZZ | ED | EW | LVE | 2200 | [23 empty] | X | [14 empty] | X | [6 empty] | X | [25 empty] | ? | X | [18 empty] | X
3 | 01 | 09 | 03 | 01 | 03 | 02 |  |  | 3.01.09.03.01.03.02 | Low Voltage Insulators | 7 | 3010903010302000 | m |  | Pr_80_77_76 | INS-10ZZZZ | ED | INS | LVE | 2200 | [23 empty] | X | [14 empty] | X | [6 empty] | X | [25 empty] | ? | X | [18 empty] | X
3 | 01 | 09 | 03 | 01 | 03 | 03 |  |  | 3.01.09.03.01.03.03 | Low Voltage Line fittings | 7 | 3010903010303000 | pcs |  | Pr_65_72_60_59 | LFT-03ZZZZ | ED | LFT | LVE | 2200 | [23 empty] | X | [14 empty] | X | [6 empty] | X | [45 empty] | X
3 | 01 | 09 | 03 | 01 | 04 |  |  |  | 3.01.09.03.01.04 | Communication socket | 6 | 3010903010400000 | pcs |  | Pr_70_75_04 | SCK-04ZZZZ | ED | SCK | 000 | ??? | [23 empty] | X | [14 empty] | X | [6 empty] | X | [45 empty] | X
3 | 01 | 09 | 03 | 01 | 05 |  |  |  | 3.01.09.03.01.05 | Distribution board | 6 | 3010903010500000 | pcs |  | Pr_60_70_22_22 | DBD-02ZZZZ | ED | DBD | 000 | 2220 | [23 empty] | X | [14 empty] | X | [6 empty] | X | [45 empty] | X
3 | 01 | 09 | 03 | 01 | 06 |  |  |  | 3.01.09.03.01.06 | Aerial Distribution Equipment (Wifi, GSM, etc.) | 6 | 3010903010600000 | pcs |  | Pr_65_70_15 | ITT-02ZZZZ | ED | ITT | 000 | 2210 | [23 empty] | X | [14 empty] | X | [6 empty] | X | [45 empty] | X
Level 1: 3; Level 2: 01; Level 3: 09; Level 4: 03; Level 5: 02 | 3.01.09.03.02 | Communication Systems Equipment | 5 | 3010903020000000 | pcs |  | Pr_70_75_88 | CSE-02ZZZZ | ED | CSE | 000 | ??? | [23 empty] | X | [14 empty] | X | [6 empty] | X | [45 empty] | X
3 | 01 | 09 | 03 | 02 | 01 |  |  |  | 3.01.09.03.02.01 | Speakers | 6 | 3010903020100000 | pcs |  | Pr_60_75_08_02 | SPK-02ZZZZ | ED | SPK | 000 | ??? | [23 empty] | X | [14 empty] | X | [6 empty] | X | [45 empty] | X
3 | 01 | 09 | 03 | 02 | 02 |  |  |  | 3.01.09.03.02.02 | Telephone | 6 | 3010903020200000 | pcs |  | Pr_70_75_88 | TEL-02ZZZZ | ED | TEL | 000 | ??? | [13 empty] | X | [9 empty] | X | [13 empty] | X |  |  | X | [6 empty] | X | [43 empty] | X
Level 1: 3; Level 2: 01; Level 3: 09; Level 4: 04 | 3.01.09.04 | Water supply and canalization/Sewage | 4 | 3010904000000000 | [21 empty] | X | [9 empty] | X | [13 empty] | X |  |  | X | [6 empty] | X | [43 empty] | X
Level 1: 3; Level 2: 01; Level 3: 09; Level 4: 04; Level 5: 01 | 3.01.09.04.01 | Water supply distribution | 5 | 3010904010000000 |  |  | Pr_65_52_03 | WSD-01ZZZZ | WE | WSD | 000 | 2502 | [23 empty] | X | [13 empty] | X |  |  | X | [6 empty] | X | [43 empty] | X
3 | 01 | 09 | 04 | 01 | 01 |  |  |  | 3.01.09.04.01.01 | Water supply Piping | 6 | 3010904010100000 | m |  | Pr_65_52_03 | PIP-60ZZZZ | WE | PIP | 000 | 2502 | [23 empty] | X | [13 empty] | X |  |  | X | [6 empty] | X | [43 empty] | X
3 | 01 | 09 | 04 | 01 | 01 | 01 |  |  | 3.01.09.04.01.01.01 | Polyethylene (PE) pressure pipes | 7 | 3010904010101000 | m |  | Pr_65_52_03 | PIP-61ZZZZ | WE | PIP | PRS | 2502 | [23 empty] | X | [13 empty] | X |  |  | X | [6 empty] | X | [43 empty] | X
3 | 01 | 09 | 04 | 01 | 01 | 02 |  |  | 3.01.09.04.01.01.02 | Cast Iron Pipes | 7 | 3010904010102000 | m |  | Pr_65_52_03 | PIP-62ZZZZ | WE | PIP | IRO | 2502 | [23 empty] | X | [13 empty] | X |  |  | X | [6 empty] | X | [43 empty] | X
3 | 01 | 09 | 04 | 01 | 02 |  |  |  | 3.01.09.04.01.02 | Water supply Fittings | 6 | 3010904010200000 | pcs |  | Pr_65_52_63 | PFT-20ZZZZ | WE | PFT | 000 | 2502 | [23 empty] | X | [13 empty] | X |  |  | X | [6 empty] | X | [43 empty] | X
3 | 01 | 09 | 04 | 01 | 02 | 01 |  |  | 3.01.09.04.01.02.01 | Electrofusion Fittings | 7 | 3010904010201000 | pcs |  | Pr_65_52_63 | PFT-21ZZZZ | WE | PFT | EFF | 2502 | [23 empty] | X | [13 empty] | X |  |  | X | [6 empty] | X | [43 empty] | X
3 | 01 | 09 | 04 | 01 | 02 | 02 |  |  | 3.01.09.04.01.02.02 | Butt Fusion Fittings | 7 | 3010904010202000 | pcs |  | Pr_65_52_63 | PFT-22ZZZZ | WE | PFT | BFF | 2502 | [23 empty] | X | [13 empty] | X |  |  | X | [6 empty] | X | [43 empty] | X
3 | 01 | 09 | 04 | 01 | 02 | 03 |  |  | 3.01.09.04.01.02.03 | Cast Iron Fittings | 7 | 3010904010203000 | pcs |  | Pr_65_52_63 | PFT-23ZZZZ | WE | PFT | CIF | 2502 | [23 empty] | X | [13 empty] | X |  |  | X | [6 empty] | X | [43 empty] | X
3 | 01 | 09 | 04 | 01 | 03 |  |  |  | 3.01.09.04.01.03 | Marking Tape | 6 | 3010904010300000 | m |  | Pr_40_10_57_96 | MRK-05ZZZZ | WE | MRK | TAP | 2502 | [23 empty] | X | [13 empty] | X |  |  | X | [6 empty] | X | [43 empty] | X
3 | 01 | 09 | 04 | 01 | 04 |  |  |  | 3.01.09.04.01.04 | Marking Wire | 6 | 3010904010400000 | m |  | Pr_40_10_57_96 | MRK-06ZZZZ | WE | MRK | WIR | 2502 | [23 empty] | X | [13 empty] | X |  |  | X | [6 empty] | X | [43 empty] | X
3 | 01 | 09 | 04 | 01 | 05 |  |  |  | 3.01.09.04.01.05 | Water supply Valves | 6 | 3010904010500000 | pcs |  | Pr_65_54 | VAL-20ZZZZ | WE | VAL | 000 | 2502 | [23 empty] | X | [13 empty] | X |  |  | X | [6 empty] | X | [43 empty] | X
3 | 01 | 09 | 04 | 01 | 05 | 01 |  |  | 3.01.09.04.01.05.01 | Ball Valves | 7 | 3010904010501000 | pcs |  | Pr_65_54_95_06 | VAL-21ZZZZ | WE | VAL | BLL | 2502 | [23 empty] | X | [13 empty] | X |  |  | X | [6 empty] | X | [43 empty] | X
3 | 01 | 09 | 04 | 01 | 05 | 02 |  |  | 3.01.09.04.01.05.02 | Gate Valves | 7 | 3010904010502000 | pcs |  | Pr_65_54_24 | VAL-22ZZZZ | WE | VAL | GAT | 2502 | [23 empty] | X | [13 empty] | X |  |  | X | [6 empty] | X | [43 empty] | X
3 | 01 | 09 | 04 | 01 | 05 | 03 |  |  | 3.01.09.04.01.05.03 | Butterfly Valves | 7 | 3010904010503000 | pcs |  | Pr_65_54_24_08 | VAL-23ZZZZ | WE | VAL | BUT | 2502 | [23 empty] | X | [13 empty] | X |  |  | X | [6 empty] | X | [43 empty] | X
3 | 01 | 09 | 04 | 01 | 06 |  |  |  | 3.01.09.04.01.06 | Water Supply Valve Accessories | 6 | 3010904010600000 | pcs |  | Pr_65_54_93 | VAL-30ZZZZ | WE | VAL | 000 | 2502 | [23 empty] | X | [13 empty] | X |  |  | X | [6 empty] | X | [43 empty] | X
3 | 01 | 09 | 04 | 01 | 06 | 01 |  |  | 3.01.09.04.01.06.01 | Extension Spindle | 7 | 3010904010601000 | pcs |  | Pr_65_54_93 | VAL-31ZZZZ | WE | VAL | EXS | 2502 | [23 empty] | X | [13 empty] | X |  |  | X | [6 empty] | X | [43 empty] | X
3 | 01 | 09 | 04 | 01 | 06 | 02 |  |  | 3.01.09.04.01.06.02 | Surface Boxes | 7 | 3010904010602000 | pcs |  | Pr_65_54_93 | VAL-32ZZZZ | WE | VAL | SRB | 2502 | [23 empty] | X | [13 empty] | X |  |  | X | [6 empty] | X | [43 empty] | X
3 | 01 | 09 | 04 | 01 | 07 |  |  |  | 3.01.09.04.01.07 | Water supply Manhole | 6 | 3010904010700000 | pcs |  | Pr_65_52_01 | MHL-40ZZZZ | WE | MHL | 000 | 620 | [23 empty] | X | [13 empty] | X |  |  | X | [6 empty] | X | [43 empty] | X
3 | 01 | 09 | 04 | 01 | 07 | 01 |  |  | 3.01.09.04.01.07.01 | Concrete Manhole | 7 | 3010904010701000 | pcs |  | Pr_65_52_01_20 | MHL-41ZZZZ | WE | MHL | CON | 620 | [23 empty] | X | [13 empty] | X |  |  | X | [6 empty] | X | [43 empty] | X
3 | 01 | 09 | 04 | 01 | 07 | 02 |  |  | 3.01.09.04.01.07.02 | Plastic Manhole | 7 | 3010904010702000 | pcs |  | Pr_65_52_01 | MHL-42ZZZZ | WE | MHL | PVC | 620 | [23 empty] | X | [13 empty] | X |  |  | X | [6 empty] | X | [43 empty] | X
3 | 01 | 09 | 04 | 01 | 07 | 03 |  |  | 3.01.09.04.01.07.03 | Metering Manhole | 7 | 3010904010703000 | pcs |  | Pr_65_52_01 | MHL-43ZZZZ | WE | MHL | MTR | 620 | [13 empty] | X | [9 empty] | X | [13 empty] | X |  |  | X | [6 empty] | X | [43 empty] | X
3 | 01 | 09 | 04 | 01 | 08 |  |  |  | 3.01.09.04.01.08 | Water supply Manhole cover | 6 | 3010904010800000 | pcs |  | Pr_65_52_01_50 | MHL-50ZZZZ | WE | MHL | 000 | 620 | [13 empty] | X | [9 empty] | X | [13 empty] | X |  |  | X | [6 empty] | X | [43 empty] | X
3 | 01 | 09 | 04 | 01 | 08 | 01 |  |  | 3.01.09.04.01.08.01 | Cast Iron Cover | 7 | 3010904010801000 | pcs |  | Pr_65_52_01_50 | MHL-51ZZZZ | WE | MHL | CIC | 620 | [13 empty] | X | [9 empty] | X | [13 empty] | X |  |  | X | [6 empty] | X | [43 empty] | X
3 | 01 | 09 | 04 | 01 | 08 | 02 |  |  | 3.01.09.04.01.08.02 | Cast Iron Cover with Locking Mechanism | 7 | 3010904010802000 | pcs |  | Pr_65_52_01_50 | MHL-52ZZZZ | WE | MHL | CLM | 620 | [23 empty] | X | [13 empty] | X |  |  | X | [6 empty] | X | [43 empty] | X
3 | 01 | 09 | 04 | 01 | 09 |  |  |  | 3.01.09.04.01.09 | Water supply Piping Insulation | 6 | 3010904010900000 | m |  | Pr_80_77_76 | INS-11ZZZZ | WE | INS | 000 | 2502 | [23 empty] | X | [13 empty] | X |  |  | X | [6 empty] | X | [43 empty] | X
Level 1: 3; Level 2: 01; Level 3: 09; Level 4: 04; Level 5: 02 | 3.01.09.04.02 | Water supply equipment | 5 | 3010904020000000 |  |  | Pr_75_50_76 | PMP-10ZZZZ | WE | PMP | 000 | 2540 | [23 empty] | X | [13 empty] | X |  |  | X | [6 empty] | X | [43 empty] | X
3 | 01 | 09 | 04 | 02 | 01 |  |  |  | 3.01.09.04.02.01 | Water supply Pumping station | 6 | 3010904020100000 | set |  | Pr_70_55_76_62 | PMP-11ZZZZ | WE | PMP | 000 | 2540 | [23 empty] | X | [13 empty] | X |  |  | X | [6 empty] | X | [43 empty] | X
3 | 01 | 09 | 04 | 02 | 02 |  |  |  | 3.01.09.04.02.02 | Water supply Leakage detection sensors | 6 | 3010904020200000 | pcs |  | Pr_75_50_76 | LDS-05ZZZZ | WE | LDS | 000 | 2580 | [13 empty] | X | [9 empty] | X | [13 empty] | X |  |  | X | [5 empty] | X | [44 empty] | X
Level 1: 3; Level 2: 01; Level 3: 09; Level 4: 04; Level 5: 03 | 3.01.09.04.03 | Sewage distribution | 5 | 3010904030000000 |  |  | Pr_65_52 | SWD-01ZZZZ | WE | SWD | 000 | 2502 | [23 empty] | X | [13 empty] | X |  |  | X | [5 empty] | X | [44 empty] | X
3 | 01 | 09 | 04 | 03 | 01 |  |  |  | 3.01.09.04.03.01 | Sewage Pipes | 6 | 3010904030100000 | m |  | Pr_65_52 | PIP-70ZZZZ | WE | PIP | 000 | 2502 | [23 empty] | X | [13 empty] | X |  |  | X | [5 empty] | X | [44 empty] | X
3 | 01 | 09 | 04 | 03 | 01 | 01 |  |  | 3.01.09.04.03.01.01 | Polyvinyl Chloride (PVC) Pipes | 7 | 3010904030101000 | m |  | Pr_65_52_03_87 | PIP-71ZZZZ | WE | PIP | PVC | 2502 | [23 empty] | X | [13 empty] | X |  |  | X | [5 empty] | X | [44 empty] | X
3 | 01 | 09 | 04 | 03 | 01 | 02 |  |  | 3.01.09.04.03.01.02 | Polypropylene (PP) Pipes | 7 | 3010904030102000 | m |  | Pr_65_52_07_64 | PIP-72ZZZZ | WE | PIP | PPP | 2502 | [23 empty] | X | [13 empty] | X |  |  | X | [5 empty] | X | [44 empty] | X
3 | 01 | 09 | 04 | 03 | 01 | 03 |  |  | 3.01.09.04.03.01.03 | Polyethylene (PE) Pressure Pipes | 7 | 3010904030103000 | m |  | Pr_65_52_07_68 | PIP-73ZZZZ | WE | PIP | PEP | 2502 | [23 empty] | X | [13 empty] | X |  |  | X | [5 empty] | X | [44 empty] | X
3 | 01 | 09 | 04 | 03 | 02 |  |  |  | 3.01.09.04.03.02 | Sewage Fittings | 6 | 3010904030200000 | pcs |  | Pr_65_52_63 | PFT-30ZZZZ | WE | PFT | 000 | 2502 | [23 empty] | X | [13 empty] | X |  |  | X | [5 empty] | X | [44 empty] | X
3 | 01 | 09 | 04 | 03 | 02 | 01 |  |  | 3.01.09.04.03.02.01 | PVC/PP Pipe Fittings | 7 | 3010904030201000 | pcs |  | Pr_65_52_63 | PFT-31ZZZZ | WE | PFT | PVC | 2502 | [23 empty] | X | [13 empty] | X |  |  | X | [5 empty] | X | [44 empty] | X
3 | 01 | 09 | 04 | 03 | 02 | 02 |  |  | 3.01.09.04.03.02.02 | Electrofusion Fittings | 7 | 3010904030202000 | pcs |  | Pr_65_52_63 | PFT-32ZZZZ | WE | PFT | ELF | 2502 | [23 empty] | X | [13 empty] | X |  |  | X | [5 empty] | X | [44 empty] | X
3 | 01 | 09 | 04 | 03 | 02 | 03 |  |  | 3.01.09.04.03.02.03 | Butt Fusion Fittings | 7 | 3010904030203000 | pcs |  | Pr_65_52_63 | PFT-33ZZZZ | WE | PFT | BFF | 2502 | [23 empty] | X | [13 empty] | X |  |  | X | [5 empty] | X | [44 empty] | X
3 | 01 | 09 | 04 | 03 | 02 | 04 |  |  | 3.01.09.04.03.02.04 | Cast Iron Fittings | 7 | 3010904030204000 | pcs |  | Pr_65_52_63 | PFT-34ZZZZ | WE | PFT | CIF | 2502 | [23 empty] | X | [13 empty] | X |  |  | X | [5 empty] | X | [44 empty] | X
3 | 01 | 09 | 04 | 03 | 03 |  |  |  | 3.01.09.04.03.03 | Marking Tape | 6 | 3010904030300000 | m |  | Pr_40_10_57_96 | MRK-07ZZZZ | WE | MRK | TAP | 2502 | [23 empty] | X | [13 empty] | X |  |  | X | [5 empty] | X | [44 empty] | X
3 | 01 | 09 | 04 | 03 | 04 |  |  |  | 3.01.09.04.03.04 | Marking Wire | 6 | 3010904030400000 | m |  | Pr_40_10_57_96 | MRK-08ZZZZ | WE | MRK | WIR | 2502 | [23 empty] | X | [13 empty] | X |  |  | X | [5 empty] | X | [44 empty] | X
3 | 01 | 09 | 04 | 03 | 05 |  |  |  | 3.01.09.04.03.05 | Casing Pipe | 6 | 3010904030500000 | m |  | Pr_65_52_63 | CAS-00ZZZZ | WE | CAS | 000 | 2530 | [23 empty] | X | [13 empty] | X |  |  | X | [5 empty] | X | [44 empty] | X
3 | 01 | 09 | 04 | 03 | 05 | 01 |  |  | 3.01.09.04.03.05.01 | Steel Casing Pipe | 7 | 3010904030501000 | m |  | Pr_65_52_63 | CAS-01ZZZZ | WE | CAS | STL | 2530 | [23 empty] | X | [13 empty] | X |  |  | X | [5 empty] | X | [44 empty] | X
3 | 01 | 09 | 04 | 03 | 05 | 02 |  |  | 3.01.09.04.03.05.02 | Plastic Casing Pipe | 7 | 3010904030502000 | m |  | Pr_65_52_63 | CAS-02ZZZZ | WE | CAS | PLT | 2530 | [23 empty] | X | [13 empty] | X |  |  | X | [5 empty] | X | [44 empty] | X
3 | 01 | 09 | 04 | 03 | 05 | 03 |  |  | 3.01.09.04.03.05.03 | Casing Spacers | 7 | 3010904030503000 | m |  | Pr_65_52_63 | CAS-03ZZZZ | WE | CAS | SCSP | 2530 | [23 empty] | X | [13 empty] | X |  |  | X | [5 empty] | X | [44 empty] | X
3 | 01 | 09 | 04 | 03 | 05 | 04 |  |  | 3.01.09.04.03.05.04 | Casing End Seals | 7 | 3010904030504000 | m |  | Pr_65_52_63 | CAS-04ZZZZ | WE | CAS | ESL | 2530 | [23 empty] | X | [13 empty] | X |  |  | X | [5 empty] | X | [44 empty] | X
3 | 01 | 09 | 04 | 03 | 06 |  |  |  | 3.01.09.04.03.06 | Sewage Valves and Taps | 6 | 3010904030600000 | pcs |  | Pr_65_54_24 | VAL-40ZZZZ | WE | VAL | 000 | 2502 | [23 empty] | X | [13 empty] | X |  |  | X | [5 empty] | X | [44 empty] | X
3 | 01 | 09 | 04 | 03 | 06 | 01 |  |  | 3.01.09.04.03.06.01 | Ball Valves | 7 | 3010904030601000 | pcs |  | Pr_65_54_95_06 | VAL-41ZZZZ | WE | VAL | BLL | 2502 | [23 empty] | X | [13 empty] | X |  |  | X | [5 empty] | X | [44 empty] | X
3 | 01 | 09 | 04 | 03 | 06 | 02 |  |  | 3.01.09.04.03.06.02 | Gate Valves | 7 | 3010904030602000 | pcs |  | Pr_65_54_24 | VAL-42ZZZZ | WE | VAL | GAT | 2502 | [23 empty] | X | [13 empty] | X |  |  | X | [5 empty] | X | [44 empty] | X
3 | 01 | 09 | 04 | 03 | 06 | 03 |  |  | 3.01.09.04.03.06.03 | Butterfly Valves | 7 | 3010904030603000 | pcs |  | Pr_65_54_24_08 | VAL-43ZZZZ | WE | VAL | BUT | 2502 | [23 empty] | X | [13 empty] | X |  |  | X | [5 empty] | X | [44 empty] | X
3 | 01 | 09 | 04 | 03 | 07 |  |  |  | 3.01.09.04.03.07 | Sewage Valve Accessories | 6 | 3010904030700000 | pcs |  | Pr_65_54_93 | VAL-50ZZZZ | WE | VAL | 000 | 2502 | [23 empty] | X | [13 empty] | X |  |  | X | [5 empty] | X | [44 empty] | X
3 | 01 | 09 | 04 | 03 | 07 | 01 |  |  | 3.01.09.04.03.07.01 | Extension Spindle | 7 | 3010904030701000 | pcs |  | Pr_65_54_93 | VAL-51ZZZZ | WE | VAL | EXS | 2502 | [23 empty] | X | [13 empty] | X |  |  | X | [5 empty] | X | [44 empty] | X
3 | 01 | 09 | 04 | 03 | 07 | 02 |  |  | 3.01.09.04.03.07.02 | Surface Boxes | 7 | 3010904030702000 | pcs |  | Pr_65_54_93 | VAL-52ZZZZ | WE | VAL | SRB | 2502 | [23 empty] | X | [13 empty] | X |  |  | X | [5 empty] | X | [44 empty] | X
3 | 01 | 09 | 04 | 03 | 08 |  |  |  | 3.01.09.04.03.08 | Sewage Chamber | 6 | 3010904030800000 | pcs |  | Pr_65_52_01 | CHM-01ZZZZ | WE | CHM | 000 | 620 | [23 empty] | X | [13 empty] | X |  |  | X | [5 empty] | X | [44 empty] | X
3 | 01 | 09 | 04 | 03 | 09 |  |  |  | 3.01.09.04.03.09 | Sewage Manhole | 6 | 3010904030900000 | pcs |  | Pr_65_52_01 | MHL-70ZZZZ | WE | MHL | 000 | 620 | [23 empty] | X | [13 empty] | X |  |  | X | [5 empty] | X | [44 empty] | X
3 | 01 | 09 | 04 | 03 | 09 | 01 |  |  | 3.01.09.04.03.09.01 | Concrete Manhole | 7 | 3010904030901000 | pcs |  | Pr_65_52_01_20 | MHL-71ZZZZ | WE | MHL | CON | 620 | [23 empty] | X | [13 empty] | X |  |  | X | [5 empty] | X | [44 empty] | X
3 | 01 | 09 | 04 | 03 | 09 | 02 |  |  | 3.01.09.04.03.09.02 | Plastic (PE) Manhole | 7 | 3010904030902000 | pcs |  | Pr_65_52_01 | MHL-72ZZZZ | WE | MHL | PVC | 620 | [13 empty] | X | [9 empty] | X | [13 empty] | X |  |  | X | [5 empty] | X | [44 empty] | X
3 | 01 | 09 | 04 | 03 | 10 |  |  |  | 3.01.09.04.03.10 | Sewage Manhole cover | 6 | 3010904031000000 | pcs |  | Pr_65_52_01_50 | MHL-80ZZZZ | WE | MHL | 000 | 620 | [13 empty] | X | [9 empty] | X | [13 empty] | X |  |  | X | [5 empty] | X | [44 empty] | X
3 | 01 | 09 | 04 | 03 | 10 | 01 |  |  | 3.01.09.04.03.10.01 | Cast Iron Cover | 7 | 3010904031001000 | pcs |  | Pr_65_52_01_50 | MHL-81ZZZZ | WE | MHL | CIC | 620 | [13 empty] | X | [9 empty] | X | [13 empty] | X |  |  | X | [5 empty] | X | [44 empty] | X
3 | 01 | 09 | 04 | 03 | 10 | 02 |  |  | 3.01.09.04.03.10.02 | Cast Iron Cover with Locking Mechanism | 7 | 3010904031002000 | pcs |  | Pr_65_52_01_50 | MHL-82ZZZZ | WE | MHL | CLM | 620 | [23 empty] | X | [13 empty] | X |  |  | X | [5 empty] | X | [44 empty] | X
Level 1: 3; Level 2: 01; Level 3: 09; Level 4: 04; Level 5: 04 | 3.01.09.04.04 | Sewage equipment | 5 | 3010904040000000 | pcs |  | Pr_75_50_76 | PMP-20ZZZZ | WE | PMP | 000 | [24 empty] | X | [13 empty] | X |  |  | X | [5 empty] | X | [44 empty] | X
3 | 01 | 09 | 04 | 04 | 01 |  |  |  | 3.01.09.04.04.01 | Sewage Pumping station | 6 | 3010904040100000 | set |  | Pr_70_55_76_62 | PMP-21ZZZZ | WE | PMP | 000 | 2540 | [23 empty] | X | [13 empty] | X |  |  | X | [5 empty] | X | [44 empty] | X
3 | 01 | 09 | 04 | 04 | 02 |  |  |  | 3.01.09.04.04.02 | Oil and Water separator | 6 | 3010904040200000 | pcs |  | Pr_65_55_76_59 | SEP-03ZZZZ | WE | SEP | OIL | 2512 | [23 empty] | X | [13 empty] | X |  |  | X | [5 empty] | X | [44 empty] | X
3 | 01 | 09 | 04 | 04 | 03 |  |  |  | 3.01.09.04.04.03 | Sewage Leakage detection sensors | 6 | 3010904040300000 | pcs |  | Pr_75_50_76 | LDS-06ZZZZ | WE | LDS | 000 | 2580 | [23 empty] | X | [13 empty] | X |  |  | X | [5 empty] | X | [44 empty] | X
3 | 01 | 09 | 04 | 04 | 04 |  |  |  | 3.01.09.04.04.04 | Biological Sewage Treatment Plant | 6 | 3010904040400000 | pcs |  | Pr_70_55_76 | SEP-04ZZZZ | WE | SEP | BST | ??? | [13 empty] | X | [9 empty] | X | [16 empty] | X | X | [49 empty] | X
Level 1: 3; Level 2: 01; Level 3: 09; Level 4: 05 | 3.01.09.05 | Gas supply | 4 | 3010905000000000 |  |  |  |  | EG | [26 empty] | X | [16 empty] | X | X | [49 empty] | X
Level 1: 3; Level 2: 01; Level 3: 09; Level 4: 05; Level 5: 01 | 3.01.09.05.01 | Gas supply distribution | 5 | 3010905010000000 |  |  | Pr_65_52_63 | GSD-01ZZZZ | EG | GSD | 000 | 2610 | [23 empty] | X | [16 empty] | X | X | [49 empty] | X
3 | 01 | 09 | 05 | 01 | 01 |  |  |  | 3.01.09.05.01.01 | Gas supply pipes | 6 | 3010905010100000 | m |  | Pr_65_52_63 | PIP-13ZZZZ | EG | PIP | GAS | 2610 | [23 empty] | X | [16 empty] | X | X | [49 empty] | X
3 | 01 | 09 | 05 | 01 | 02 |  |  |  | 3.01.09.05.01.02 | Gas supply Fittings / Elbows / Tees | 6 | 3010905010200000 | pcs |  | Pr_65_52_63 | PFT-13ZZZZ | EG | PFT | GAS | 2610 | [23 empty] | X | [16 empty] | X | X | [49 empty] | X
3 | 01 | 09 | 05 | 01 | 03 |  |  |  | 3.01.09.05.01.03 | Pressure regulators | 6 | 3010905010300000 | pcs |  | Pr_65_54_33 | PRG-01ZZZZ | EG | PRG | 000 | N/A | [23 empty] | X | [16 empty] | X | X | [49 empty] | X
3 | 01 | 09 | 05 | 01 | 03 | 01 |  |  | 3.01.09.05.01.03.01 | Closure device | 7 | 3010905010301000 | pcs |  | Pr_65_54_33_37 | CLD-01ZZZZ | EG | CLD | 000 | N/A | [23 empty] | X | [16 empty] | X | X | [49 empty] | X
3 | 01 | 09 | 05 | 01 | 03 | 02 |  |  | 3.01.09.05.01.03.02 | Gas control cabinets | 7 | 3010905010302000 | pcs |  | Pr_75_50_18_34 | CCB-01ZZZZ | EG | CCB | 000 | N/A | [23 empty] | X | [16 empty] | X | X | [49 empty] | X
3 | 01 | 09 | 05 | 01 | 04 |  |  |  | 3.01.09.05.01.04 | Catodical protection system | 6 | 3010905010400000 | set |  | Ss_20_70_10 | GAS-01ZZZZ | EG | GAS | PRS | N/A | [23 empty] | X | [16 empty] | X | X | [49 empty] | X
3 | 01 | 09 | 05 | 01 | 05 |  |  |  | 3.01.09.05.01.05 | Automatic, alarm, initiating and regulation devices | 6 | 3010905010500000 | pcs |  | Pr_65_54_33 | VAL-60ZZZZ | EG | VAL | 000 | ??? | [23 empty] | X | [16 empty] | X | X | [49 empty] | X
3 | 01 | 09 | 05 | 01 | 05 | 01 |  |  | 3.01.09.05.01.05.01 | Gas Valves and Taps | 7 | 3010905010501000 | pcs |  | Pr_65_54_33 | VAL-61ZZZZ | EG | VAL | GAS | 2640 | [23 empty] | X | [16 empty] | X | X | [49 empty] | X
3 | 01 | 09 | 05 | 01 | 05 | 02 |  |  | 3.01.09.05.01.05.02 | Gas Leakage detection sensors | 7 | 3010905010502000 | pcs |  | Pr_75_50_76_33 | LDS-07ZZZZ | EG | LDS | 000 | 2650 | [23 empty] | X | [16 empty] | X | X | [49 empty] | X
3 | 01 | 09 | 05 | 01 | 06 |  |  |  | 3.01.09.05.01.06 | Metering system | 6 | 3010905010600000 | set |  | Ss_75_70_54 | MTR-01ZZZZ | EG | MTR | 000 | N/A | [23 empty] | X | [16 empty] | X | X | [49 empty] | X
Level 1: 3; Level 2: 01; Level 3: 09; Level 4: 05; Level 5: 02 | 3.01.09.05.02 | Gas supply Casing pipe | 5 | 3010905020000000 | m |  | Pr_65_52_63 | CAS-05ZZZZ | EG | CAS | GAS | ??? | [23 empty] | X | [16 empty] | X | X | [49 empty] | X
Level 1: 3; Level 2: 01; Level 3: 09; Level 4: 05; Level 5: 03 | 3.01.09.05.03 | Gas supply Casing pipe vents | 5 | 3010905030000000 | pcs |  | Pr_65_52_63 | CAS-06ZZZZ | EG | CAS | VNT | ??? | [23 empty] | X | [16 empty] | X | X | [49 empty] | X
Level 1: 3; Level 2: 01; Level 3: 09; Level 4: 05; Level 5: 05 | 3.01.09.05.05 | Gas supply Manhole | 5 | 3010905050000000 | pcs |  | Pr_65_52_01 | MHL-23ZZZZ | EG | MHL | 000 | 2606 | [13 empty] | X | [9 empty] | X | [16 empty] | X | X | [49 empty] | X
Level 1: 3; Level 2: 01; Level 3: 09; Level 4: 05; Level 5: 06 | 3.01.09.05.06 | Gas supply Manhole Cover | 5 | 3010905060000000 | pcs |  | Pr_65_52_01_50 | MHL-24ZZZZ | EG | MHL | GCV | 2606 | [23 empty] | X | [16 empty] | X | X | [49 empty] | X
Level 1: 3; Level 2: 01; Level 3: 09; Level 4: 05; Level 5: 07 | 3.01.09.05.07 | Automatic, alarm, initiating and regulation devices | 5 | 3010905070000000 | pcs |  | Pr_65_54_33 | VAL-10ZZZZ | EG | VAL | 000 | ??? | [23 empty] | X | [16 empty] | X | X | [49 empty] | X
3 | 01 | 09 | 05 | 07 | 01 |  |  |  | 3.01.09.05.07.01 | Gas Valves and Taps | 6 | 3010905070100000 | pcs |  | Pr_65_54_33 | VAL-11ZZZZ | EG | VAL | GAS | 2640 | [23 empty] | X | [16 empty] | X | X | [49 empty] | X
3 | 01 | 09 | 05 | 07 | 02 |  |  |  | 3.01.09.05.07.02 | Gas Leakage detection sensors | 6 | 3010905070200000 | pcs |  | Pr_75_50_76_33 | LDS-08ZZZZ | EG | LDS | 000 | 2650 | [23 empty] | X | [16 empty] | X | X | [49 empty] | X
Level 1: 3; Level 2: 01; Level 3: 09; Level 4: 05; Level 5: 08 | 3.01.09.05.08 | Gas control automation Cabinets | 5 | 3010905080000000 | pcs |  | Pr_75_50_18_33 | GCC-0100 | EG | GCC | 000 | ??? | [23 empty] | X | [16 empty] | X | X | [49 empty] | X
Level 1: 3; Level 2: 01; Level 3: 09; Level 4: 05; Level 5: 09 | 3.01.09.05.09 | Earthing system | 5 | 3010905090000000 | set |  | Ss_70_30_25_25 | ERT-0100 | EG | ERT | GAS | 2295 | [5 empty] | X | [17 empty] | X | [13 empty] | ? | [53 empty] | X
Level 1: 3; Level 2: 01; Level 3: 10 | 3.01.10 | Fire Safety and Emergency Systems | 3 | 3011000000000000 | [31 empty] | X | [13 empty] | ? | [53 empty] | X
Level 1: 3; Level 2: 01; Level 3: 10; Level 4: 01 | 3.01.10.01 | Fire Safety | 4 | 3011001000000000 | [31 empty] | X | [13 empty] | ? | [53 empty] | X
Level 1: 3; Level 2: 01; Level 3: 10; Level 4: 01; Level 5: 01 | 3.01.10.01.01 | Fire detection systems | 5 | 3011001010000000 |  |  | Ss_75_50_28 | FDS-01ZZZZ | FI | FDS | 000 | [24 empty] | X | [13 empty] | ? | [53 empty] | X
3 | 01 | 10 | 01 | 01 | 01 |  |  |  | 3.01.10.01.01.01 | Fire alarm Initiating devices | 6 | 3011001010100000 | pcs |  | Pr_75_80_30 | FAR-00ZZZZ | FI | FAR | 000 | [24 empty] | X | [13 empty] | ? | [53 empty] | X
3 | 01 | 10 | 01 | 01 | 01 | 01 |  |  | 3.01.10.01.01.01.01 | Manual Fire alarm Initiating devices | 7 | 3011001010101000 | pcs |  | Pr_75_80_30_50 | FAR-01ZZZZ | FI | FAR | MAN | [24 empty] | X | [13 empty] | ? | [53 empty] | X
3 | 01 | 10 | 01 | 01 | 01 | 01 | 01 |  | 3.01.10.01.01.01.01.01 | Fire Alarm Pull Stations | 8 | 3011001010101010 | pcs |  | Pr_75_80_30_50 | FAP-01ZZZZ | FI | FAP | 000 | [24 empty] | X | [13 empty] | ? | [53 empty] | X
3 | 01 | 10 | 01 | 01 | 01 | 01 | 02 |  | 3.01.10.01.01.01.01.02 | Fire Alarm break glass stations | 8 | 3011001010101020 | pcs |  | Pr_75_80_30_50 | BGL-01ZZZZ | FI | BGL | 000 | [24 empty] | X | [13 empty] | ? | [53 empty] | X
3 | 01 | 10 | 01 | 01 | 01 | 01 | 03 |  | 3.01.10.01.01.01.01.03 | Fire Alarm Buttons | 8 | 3011001010101030 | pcs |  | Pr_75_80_30_50 | FAB-01ZZZZ | FI | BUT | 000 | [24 empty] | X | [13 empty] | ? | [53 empty] | X
3 | 01 | 10 | 01 | 01 | 01 | 02 |  |  | 3.01.10.01.01.01.02 | Automatic Fire alarm Initiating devices | 7 | 3011001010102000 | pcs |  | Pr_75_80_30 | FAR-02ZZZZ | FI | FAR | AUT | [24 empty] | X | [13 empty] | ? | [53 empty] | X
3 | 01 | 10 | 01 | 01 | 01 | 02 | 01 |  | 3.01.10.01.01.01.02.01 | Heat detector | 8 | 3011001010102010 | pcs |  | Pr_75_50_76 | HTD-01ZZZZ | FI | HTD | 000 | [24 empty] | X | [13 empty] | ? | [53 empty] | X
3 | 01 | 10 | 01 | 01 | 01 | 02 | 02 |  | 3.01.10.01.01.01.02.02 | Flame detector | 8 | 3011001010102020 | pcs |  | Pr_75_80_30 | FLM-01ZZZZ | FI | FLM | 000 | [24 empty] | X | [13 empty] | ? | [53 empty] | X
3 | 01 | 10 | 01 | 01 | 01 | 02 | 03 |  | 3.01.10.01.01.01.02.03 | Smoke detector | 8 | 3011001010102030 | pcs |  | Pr_75_50_76 | SMD-01ZZZZ | FI | SMD | 000 | [24 empty] | X | [13 empty] | ? | [53 empty] | X
3 | 01 | 10 | 01 | 01 | 02 |  |  |  | 3.01.10.01.01.02 | Fire Alarm Control Panels | 6 | 3011001010200000 | pcs |  | Pr_75_80_30_29 | ACP-01ZZZZ | FI | ACP | 000 | [24 empty] | X | [13 empty] | ? | [53 empty] | X
3 | 01 | 10 | 01 | 01 | 03 |  |  |  | 3.01.10.01.01.03 | Cabinets | 6 | 3011001010300000 | pcs |  | Pr_40_30_75_29 | CBN-08ZZZZ | FI | FRC | 000 | [24 empty] | X | [13 empty] | ? | [53 empty] | X
3 | 01 | 10 | 01 | 01 | 03 | 01 |  |  | 3.01.10.01.01.03.01 | Server | 7 | 3011001010301000 | set |  | Pr_70_75_15_80 | SVR-08ZZZZ | FI | SVR | 000 | [24 empty] | X | [13 empty] | ? | [53 empty] | X
3 | 01 | 10 | 01 | 01 | 03 | 02 |  |  | 3.01.10.01.01.03.02 | Switch | 7 | 3011001010302000 | pcs |  | Pr_65_54_30 | UPS-08ZZZZ | FI | FSS | 000 | [24 empty] | X | [13 empty] | ? | [53 empty] | X
3 | 01 | 10 | 01 | 01 | 03 | 03 |  |  | 3.01.10.01.01.03.03 | UPS Devices | 7 | 3011001010303000 | pcs |  | Pr_75_80_42 | FSS-08ZZZZ | FI | UPS | 000 | [24 empty] | X | [13 empty] | ? | [53 empty] | X
3 | 01 | 10 | 01 | 01 | 03 | 04 |  |  | 3.01.10.01.01.03.04 | Router Devices | 7 | 3011001010304000 | pcs |  | Pr_70_75_52_72 | RTR-08ZZZZ | FI | RTR | 000 | [24 empty] | X | [13 empty] | ? | [53 empty] | X
Level 1: 3; Level 2: 01; Level 3: 10; Level 4: 01; Level 5: 02 | 3.01.10.01.02 | Fire supression | 5 | 3011001020000000 |  |  | Ss_55_30 | FSP-01ZZZZ | FI | FSP | 000 | [24 empty] | X | [13 empty] | ? | [53 empty] | X
3 | 01 | 10 | 01 | 02 | 01 |  |  |  | 3.01.10.01.02.01 | Gas supression system | 6 | 3011001020100000 | set | Ss_55_30_35 | Ss_55_30_35 | GSS-01ZZZZ | FI | GSS | 000 | [24 empty] | X | [13 empty] | ? | [53 empty] | X
3 | 01 | 10 | 01 | 02 | 01 | 01 |  |  | 3.01.10.01.02.01.01 | Gas supression Valves and Taps | 7 | 3011001020101000 | pcs | Ss_55_30_35 | Pr_65_54_94 | GVL-01ZZZZ | FI | GVL | 000 | [24 empty] | X | [13 empty] | ? | [53 empty] | X
3 | 01 | 10 | 01 | 02 | 01 | 02 |  |  | 3.01.10.01.02.01.02 | Gas supression Piping | 7 | 3011001020102000 | m | Ss_55_30_35 | Pr_65_52_63 | PIP-14ZZZZ | FI | PIP | GSP | [24 empty] | X | [13 empty] | ? | [53 empty] | X
3 | 01 | 10 | 01 | 02 | 01 | 03 |  |  | 3.01.10.01.02.01.03 | Gas supression Fittings | 7 | 3011001020103000 | pcs | Ss_55_30_35 | Pr_65_52_63 | PFT-14ZZZZ | FI | PFT | GSP | [24 empty] | X | [13 empty] | ? | [53 empty] | X
3 | 01 | 10 | 01 | 02 | 01 | 04 |  |  | 3.01.10.01.02.01.04 | Gas supression Nozzle | 7 | 3011001020104000 | pcs | Ss_55_30_35 | Pr_70_55_97_57 | GNL-01ZZZZ | FI | GNL | 000 | [24 empty] | X | [13 empty] | ? | [53 empty] | X
3 | 01 | 10 | 01 | 02 | 01 | 05 |  |  | 3.01.10.01.02.01.05 | Gas supression Storage Containers | 7 | 3011001020105000 | pcs | Ss_55_30_35 | Pr_60_50_33 | GSC-01ZZZZ | FI | GSC | 000 | [24 empty] | X | [13 empty] | ? | [53 empty] | X
3 | 01 | 10 | 01 | 02 | 02 |  |  |  | 3.01.10.01.02.02 | Dry powder supression system | 6 | 3011001020200000 | set | Pr_40_50_28_24 | Pr_40_50_28_24 | DPS-01ZZZZ | FI | DPS | 000 | [24 empty] | X | [13 empty] | ? | [53 empty] | X
3 | 01 | 10 | 01 | 02 | 02 | 01 |  |  | 3.01.10.01.02.02.01 | Dry powder supression Tanks | 7 | 3011001020201000 | pcs | Pr_40_50_28_24 | Pr_60_50_96 | TNK-03ZZZZ | FI | TNK | WAT | [24 empty] | X | [13 empty] | ? | [53 empty] | X
3 | 01 | 10 | 01 | 02 | 02 | 02 |  |  | 3.01.10.01.02.02.02 | Dry powder supression Valves and Taps | 7 | 3011001020202000 | pcs | Pr_40_50_28_24 | Pr_65_54_94 | DPV-01ZZZZ | FI | DPV | 000 | [24 empty] | X | [13 empty] | ? | [53 empty] | X
3 | 01 | 10 | 01 | 02 | 02 | 03 |  |  | 3.01.10.01.02.02.03 | Dry powder supression Piping | 7 | 3011001020203000 | m | Pr_40_50_28_24 | Pr_65_52_63 | PIP-15ZZZZ | FI | PIP | DPS | [24 empty] | X | [13 empty] | ? | [53 empty] | X
3 | 01 | 10 | 01 | 02 | 02 | 04 |  |  | 3.01.10.01.02.02.04 | Dry powder supression Fittings | 7 | 3011001020204000 | pcs | Pr_40_50_28_24 | Pr_65_52_63 | PFT-15ZZZZ | FI | PFT | DPS | [24 empty] | X | [13 empty] | ? | [53 empty] | X
3 | 01 | 10 | 01 | 02 | 02 | 05 |  |  | 3.01.10.01.02.02.05 | Dry powder supression Nozzles | 7 | 3011001020205000 | pcs | Pr_40_50_28_24 | Pr_70_55_97_57 | DNL-01ZZZZ | FI | DNL | 000 | [24 empty] | X | [13 empty] | ? | [53 empty] | X
3 | 01 | 10 | 01 | 02 | 02 | 06 |  |  | 3.01.10.01.02.02.06 | Dry powder supression Storage Containers | 7 | 3011001020206000 | pcs | Pr_40_50_28_24 | Pr_60_50_67 | DSC-01ZZZZ | FI | DSC | 000 | [24 empty] | X | [13 empty] | ? | [9 empty] | ? | [43 empty] | X
3 | 01 | 10 | 01 | 02 | 03 |  |  |  | 3.01.10.01.02.03 | Sprinkler system | 6 | 3011001020300000 | set | Ss_55_30_98_85 | Ss_55_30_98_85 | SPS-01ZZZZ | FI | SPS | 000 | [24 empty] | X | [13 empty] | ? | [9 empty] | ? | [43 empty] | X
3 | 01 | 10 | 01 | 02 | 03 | 01 |  |  | 3.01.10.01.02.03.01 | Sprinkler system Tanks | 7 | 3011001020301000 | pcs | Ss_55_30_98_85 | Pr_60_50_96 | TNK-04ZZZZ | FI | TNK | WAT | [24 empty] | X | [13 empty] | ? | [9 empty] | ? | [43 empty] | X
3 | 01 | 10 | 01 | 02 | 03 | 02 |  |  | 3.01.10.01.02.03.02 | Sprinkler system Valves and Taps | 7 | 3011001020302000 | pcs | Ss_55_30_98_85 | Pr_65_54_94 | SPV-01ZZZZ | FI | SPV | 000 | [24 empty] | X | [13 empty] | ? | [9 empty] | ? | [43 empty] | X
3 | 01 | 10 | 01 | 02 | 03 | 03 |  |  | 3.01.10.01.02.03.03 | Sprinkler system Piping | 7 | 3011001020303000 | m | Ss_55_30_98_85 | Pr_65_52_63 | PIP-16ZZZZ | FI | PIP | SPR | [24 empty] | X | [13 empty] | ? | [9 empty] | ? | [43 empty] | X
3 | 01 | 10 | 01 | 02 | 03 | 04 |  |  | 3.01.10.01.02.03.04 | Sprinkler system Fittings | 7 | 3011001020304000 | pcs | Ss_55_30_98_85 | Pr_65_52_63 | PFT-16ZZZZ | FI | PFT | SPR | [24 empty] | X | [13 empty] | ? | [9 empty] | ? | [43 empty] | X
3 | 01 | 10 | 01 | 02 | 03 | 05 |  |  | 3.01.10.01.02.03.05 | Sprinkler system Sprinkler Heads | 7 | 3011001020305000 | pcs | Ss_55_30_98_85 | Pr_70_55_97_84 | SHS-01ZZZZ | FI | SHS | 000 | [24 empty] | X | [13 empty] | ? | [9 empty] | ? | [43 empty] | X
3 | 01 | 10 | 01 | 02 | 03 | 06 |  |  | 3.01.10.01.02.03.06 | Sprinkler system Pumps | 7 | 3011001020306000 | pcs | Ss_55_30_98_85 | Pr_70_55_76_62 | SPM-01ZZZZ | FI | SPM | 000 | [24 empty] | X | [13 empty] | ? | [9 empty] | ? | [43 empty] | X
3 | 01 | 10 | 01 | 02 | 03 | 07 |  |  | 3.01.10.01.02.03.07 | Sprinkler system Pumps Stations | 7 | 3011001020307000 | set | Ss_55_30_98_85 | Pr_70_55_76_62 | SPM-02ZZZZ | FI | SPM | STN | [24 empty] | X | [13 empty] | ? | [9 empty] | ? | [43 empty] | X
3 | 01 | 10 | 01 | 02 | 04 |  |  |  | 3.01.10.01.02.04 | Trench system | 6 | 3011001020400000 | pcs | Ss_37_16_90 | Ss_37_16_90 | TNS-01ZZZZ | FI | TNS | 000 | [24 empty] | X | [13 empty] | ? | [9 empty] | ? | [43 empty] | X
3 | 01 | 10 | 01 | 02 | 04 | 01 |  |  | 3.01.10.01.02.04.01 | Trench system Tanks | 7 | 3011001020401000 | pcs | Ss_37_16_90 | Pr_60_50_96 | TNK-05ZZZZ | FI | TNK | WAT | [24 empty] | X | [13 empty] | ? | [9 empty] | ? | [43 empty] | X
3 | 01 | 10 | 01 | 02 | 04 | 02 |  |  | 3.01.10.01.02.04.02 | Trench system Valves and Taps | 7 | 3011001020402000 | pcs | Ss_37_16_90 | Pr_65_54_94 | TSV-01ZZZZ | FI | TSV | 000 | [24 empty] | X | [13 empty] | ? | [9 empty] | ? | [43 empty] | X
3 | 01 | 10 | 01 | 02 | 04 | 03 |  |  | 3.01.10.01.02.04.03 | Trench system Piping | 7 | 3011001020403000 | m | Ss_37_16_90 | Pr_65_52_63 | PIP-17ZZZZ | FI | PIP | TRN | [24 empty] | X | [13 empty] | ? | [9 empty] | ? | [43 empty] | X
3 | 01 | 10 | 01 | 02 | 04 | 04 |  |  | 3.01.10.01.02.04.04 | Trench system Fittings | 7 | 3011001020404000 | pcs | Ss_37_16_90 | Pr_65_52_63 | PFT-17ZZZZ | FI | PFT | TRN | [24 empty] | X | [13 empty] | ? | [9 empty] | ? | [43 empty] | X
3 | 01 | 10 | 01 | 02 | 04 | 05 |  |  | 3.01.10.01.02.04.05 | Trench system trench Heads | 7 | 3011001020405000 | pcs | Ss_37_16_90 | Pr_70_55_97_84 | TSH-01ZZZZ | FI | TSH | 000 | [24 empty] | X | [13 empty] | ? | [9 empty] | ? | [43 empty] | X
3 | 01 | 10 | 01 | 02 | 04 | 06 |  |  | 3.01.10.01.02.04.06 | Trench system Pumps | 7 | 3011001020406000 | pcs | Ss_37_16_90 | Pr_70_55_76_62 | TPM-01ZZZZ | FI | TPM | 000 | [24 empty] | X | [13 empty] | ? | [9 empty] | ? | [43 empty] | X
3 | 01 | 10 | 01 | 02 | 04 | 07 |  |  | 3.01.10.01.02.04.07 | Trench system Pumps Stations | 7 | 3011001020407000 | set | Ss_37_16_90 | Pr_70_55_76_62 | TPM-02ZZZZ | FI | TPM | STN | [24 empty] | X | [13 empty] | ? | [9 empty] | ? | [43 empty] | X
3 | 01 | 10 | 01 | 02 | 05 |  |  |  | 3.01.10.01.02.05 | Hydrant/ damper | 6 | 3011001020500000 | pcs |  | Pr_70_55_97 | FIR-00ZZZZ | FI | FIR | 000 | [24 empty] | X | [13 empty] | ? | [9 empty] | ? | [43 empty] | X
3 | 01 | 10 | 01 | 02 | 05 | 01 |  |  | 3.01.10.01.02.05.01 | Above-ground fire hydrants | 7 | 3011001020501000 | pcs |  | Pr_70_55_97_01 | FIR-01ZZZZ | FI | FIR | HYD | [24 empty] | X | [13 empty] | ? | [9 empty] | ? | [43 empty] | X
3 | 01 | 10 | 01 | 02 | 05 | 02 |  |  | 3.01.10.01.02.05.02 | Underground fire hydrants | 7 | 3011001020502000 | pcs |  | Pr_70_55_97_93 | CAB-01ZZZZ | FI | FIR | UHD | [24 empty] | X | [13 empty] | ? | [9 empty] | ? | [43 empty] | X
3 | 01 | 10 | 01 | 02 | 05 | 03 |  |  | 3.01.10.01.02.05.03 | Damper | 7 | 3011001020503000 | pcs |  | Pr_65_54_95_12 | RLS-01ZZZZ | FI | DMP | 000 | [24 empty] | X | [13 empty] | ? | [53 empty] | X
Level 1: 3; Level 2: 01; Level 3: 10; Level 4: 01; Level 5: 03 | 3.01.10.01.03 | Fire protection fill for voids | 5 | 3011001030000000 | pcs |  | Pr_25_80_79 | SFB-01ZZZZ | FI | SFB | 000 | [24 empty] | X | [17 empty] | X | [49 empty] | X
Level 1: 3; Level 2: 01; Level 3: 10; Level 4: 02 | 3.01.10.02 | Gas leakage detection systems | 4 | 3011002000000000 | set |  | Ss_75_50_33 | GLS-01ZZZZ | EG | GLS | 000 | [24 empty] | X | [17 empty] | X | [49 empty] | X
Level 1: 3; Level 2: 01; Level 3: 10; Level 4: 02; Level 5: 01 | 3.01.10.02.01 | Gas leakage detection System Distribution | 5 | 3011002010000000 | m |  | Pr_65_70_15_58 | OPL-20ZZZZ | EG | OPL | 000 | [24 empty] | X | [17 empty] | X | [49 empty] | X
3 | 01 | 10 | 02 | 01 | 01 |  |  |  | 3.01.10.02.01.01 | Fiber-optic Cable | 6 | 3011002010100000 | m |  | Pr_65_70_15_58 | OPL-21ZZZZ | EG | OPL | 000 | [24 empty] | X | [17 empty] | X | [49 empty] | X
Level 1: 3; Level 2: 01; Level 3: 10; Level 4: 02; Level 5: 02 | 3.01.10.02.02 | Gas leakage alarm Initiating devices | 5 | 3011002020000000 | pcs |  | Pr_75_50_76 | GAD-01ZZZZ | EG | GAD | 000 | [24 empty] | X | [17 empty] | X | [49 empty] | X
3 | 01 | 10 | 02 | 02 | 01 |  |  |  | 3.01.10.02.02.01 | Specific Substance Detectors | 6 | 3011002020100000 | pcs |  | Pr_75_50_76 | SPD-01ZZZZ | EG | SSD | 000 | [24 empty] | X | [17 empty] | X | [49 empty] | X
3 | 01 | 10 | 02 | 02 | 02 |  |  |  | 3.01.10.02.02.02 | UV Detectors | 6 | 3011002020200000 | pcs |  | Pr_75_50_76 | UVD-01ZZZZ | EG | UVD | 000 | [24 empty] | X | [17 empty] | X | [49 empty] | X
3 | 01 | 10 | 02 | 02 | 03 |  |  |  | 3.01.10.02.02.03 | IR Detectors | 6 | 3011002020300000 | pcs |  | Pr_75_50_76 | IRD-01ZZZZ | EG | IRD | 000 | [24 empty] | X | [17 empty] | X | [49 empty] | X
Level 1: 3; Level 2: 01; Level 3: 10; Level 4: 02; Level 5: 03 | 3.01.10.02.03 | Gas leakage Control Panels | 5 | 3011002030000000 | pcs |  | Pr_75_50_18 | GLP-01ZZZZ | EG | GLP | 000 | [24 empty] | X | [17 empty] | X | [49 empty] | X
Level 1: 3; Level 2: 01; Level 3: 10; Level 4: 02; Level 5: 04 | 3.01.10.02.04 | Cabinets | 5 | 3011002040000000 | pcs |  | Pr_40_30_75_29 | CBN-09ZZZZ | EG | FRC | 000 | [24 empty] | X | [17 empty] | X | [49 empty] | X
3 | 01 | 10 | 02 | 04 | 01 |  |  |  | 3.01.10.02.04.01 | Server | 6 | 3011002040100000 | set |  | Pr_70_75_15_80 | SVR-09ZZZZ | EG | SVR | 000 | [24 empty] | X | [17 empty] | X | [49 empty] | X
3 | 01 | 10 | 02 | 04 | 02 |  |  |  | 3.01.10.02.04.02 | Switch | 6 | 3011002040200000 | pcs |  | Pr_65_54_30 | UPS-09ZZZZ | EG | FSS | 000 | [24 empty] | X | [17 empty] | X | [49 empty] | X
3 | 01 | 10 | 02 | 04 | 03 |  |  |  | 3.01.10.02.04.03 | UPS Devices | 6 | 3011002040300000 | pcs |  | Pr_75_80_42 | FSS-09ZZZZ | EG | UPS | 000 | [24 empty] | X | [17 empty] | X | [49 empty] | X
3 | 01 | 10 | 02 | 04 | 04 |  |  |  | 3.01.10.02.04.04 | Router Devices | 6 | 3011002040400000 | pcs |  | Pr_70_75_52_72 | RTR-09ZZZZ | EG | RTR | 000 | [24 empty] | X | [13 empty] | X | [9 empty] | X | [43 empty] | X
Level 1: 3; Level 2: 01; Level 3: 10; Level 4: 03 | 3.01.10.03 | Water leakage detection systems | 4 | 3011003000000000 | set |  | Ss_75_50_50_96 | WLS-01ZZZZ | WE | WLS | 000 | [24 empty] | X | [13 empty] | X | [9 empty] | X | [43 empty] | X
Level 1: 3; Level 2: 01; Level 3: 10; Level 4: 03; Level 5: 01 | 3.01.10.03.01 | Water leakage detection System Distribution | 5 | 3011003010000000 | m |  | Pr_65_70_15_58 | OPL-30ZZZZ | WE | OPL | 000 | [24 empty] | X | [13 empty] | X | [9 empty] | X | [43 empty] | X
3 | 01 | 10 | 03 | 01 | 01 |  |  |  | 3.01.10.03.01.01 | Fiber-optic Cable | 6 | 3011003010100000 | m |  | Pr_65_70_15_58 | OPL-31ZZZZ | WE | OPL | 000 | [24 empty] | X | [13 empty] | X | [9 empty] | X | [43 empty] | X
Level 1: 3; Level 2: 01; Level 3: 10; Level 4: 03; Level 5: 02 | 3.01.10.03.02 | Water leakage alarm Initiating devices | 5 | 3011003020000000 | pcs |  | Pr_75_50_76 | LDS-20ZZZZ | WE | LDS | 000 | [24 empty] | X | [13 empty] | X | [9 empty] | X | [43 empty] | X
3 | 01 | 10 | 03 | 02 | 01 |  |  |  | 3.01.10.03.02.01 | Water leakage detector | 6 | 3011003020100000 | pcs |  | Pr_75_50_76 | LDS-21ZZZZ | WE | LDS | 000 | [24 empty] | X | [13 empty] | X | [9 empty] | X | [43 empty] | X
Level 1: 3; Level 2: 01; Level 3: 10; Level 4: 03; Level 5: 03 | 3.01.10.03.03 | Water leakage Control Panels | 5 | 3011003030000000 | pcs |  | Pr_75_50_18 | WLP-01ZZZZ | WE | WLP | 000 | [24 empty] | X | [13 empty] | X | [9 empty] | X | [43 empty] | X
Level 1: 3; Level 2: 01; Level 3: 10; Level 4: 03; Level 5: 04 | 3.01.10.03.04 | Cabinets | 5 | 3011003040000000 | pcs |  | Pr_40_30_75_29 | CBN-10ZZZZ | WE | FRC | 000 | [24 empty] | X | [13 empty] | X | [9 empty] | X | [43 empty] | X
3 | 01 | 10 | 03 | 04 | 01 |  |  |  | 3.01.10.03.04.01 | Server | 6 | 3011003040100000 | set |  | Pr_70_75_15_80 | SVR-10ZZZZ | WE | SVR | 000 | [24 empty] | X | [13 empty] | X | [9 empty] | X | [43 empty] | X
3 | 01 | 10 | 03 | 04 | 02 |  |  |  | 3.01.10.03.04.02 | Switch | 6 | 3011003040200000 | pcs |  | Pr_65_54_30 | UPS-10ZZZZ | WE | FSS | 000 | [24 empty] | X | [13 empty] | X | [9 empty] | X | [43 empty] | X
3 | 01 | 10 | 03 | 04 | 03 |  |  |  | 3.01.10.03.04.03 | UPS Devices | 6 | 3011003040300000 | pcs |  | Pr_75_80_42 | FSS-10ZZZZ | WE | UPS | 000 | [24 empty] | X | [13 empty] | X | [9 empty] | X | [43 empty] | X
3 | 01 | 10 | 03 | 04 | 04 |  |  |  | 3.01.10.03.04.04 | Router Devices | 6 | 3011003040400000 | pcs |  | Pr_70_75_52_72 | RTR-10ZZZZ | WE | RTR | 000 | [24 empty] | X | [13 empty] | ? | [53 empty] | X
Level 1: 3; Level 2: 01; Level 3: 10; Level 4: 04 | 3.01.10.04 | Emergency Lights and Escape Signals | 4 | 3011004000000000 | pcs | [30 empty] | X | [13 empty] | ? | [53 empty] | X
Level 1: 3; Level 2: 01; Level 3: 10; Level 4: 04; Level 5: 01 | 3.01.10.04.01 | Fire Equipment Sign | 5 | 3011004010000000 | pcs |  | Pr_40_10_77_31 | FES-01ZZZZ | FI | FES | 000 | [24 empty] | X | [13 empty] | ? | [53 empty] | X
Level 1: 3; Level 2: 01; Level 3: 10; Level 4: 04; Level 5: 02 | 3.01.10.04.02 | Emergency Lighting Fixtures and Exit Signs | 5 | 3011004020000000 | pcs |  | Pr_40_30_25 | IED-01ZZZZ | FI | IED | 000 | [6 empty] | X | [17 empty] | X | [13 empty] | ? | [53 empty] | X
Level 1: 3; Level 2: 01; Level 3: 10; Level 4: 05 | 3.01.10.05 | Alarm Devices | 4 | 3011005000000000 | pcs |  | Pr_75_80_30_30 | ALM-00ZZZZ | FI | ALM | 000 | [6 empty] | X | [17 empty] | X | [13 empty] | ? | [53 empty] | X
Level 1: 3; Level 2: 01; Level 3: 10; Level 4: 05; Level 5: 01 | 3.01.10.05.01 | Alarm Bells | 5 | 3011005010000000 | pcs |  | Pr_75_80_30_30 | ALM-01ZZZZ | FI | ALM | BLS | [6 empty] | X | [17 empty] | X | [13 empty] | ? | [53 empty] | X
Level 1: 3; Level 2: 01; Level 3: 10; Level 4: 05; Level 5: 02 | 3.01.10.05.02 | Alarm Strobes | 5 | 3011005020000000 | pcs |  | Pr_75_80_30_30 | ALM-02ZZZZ | FI | ALM | STR | [6 empty] | X | [17 empty] | X | [13 empty] | ? | [53 empty] | X
Level 1: 3; Level 2: 01; Level 3: 10; Level 4: 05; Level 5: 03 | 3.01.10.05.03 | Alarm Horns | 5 | 3011005030000000 | pcs |  | Pr_75_80_30_30 | ALM-03ZZZZ | FI | ALM | HRN | [6 empty] | X | [17 empty] | X | [13 empty] | ? | [53 empty] | X
Level 1: 3; Level 2: 01; Level 3: 10; Level 4: 05; Level 5: 04 | 3.01.10.05.04 | Alarm Chimes | 5 | 3011005040000000 | pcs |  | Pr_75_80_30_30 | ALM-04ZZZZ | FI | ALM | CHI | [6 empty] | X |  |  |  | X | [13 empty] | X | [67 empty] | X
Level 1: 3; Level 2: 01; Level 3: 11 | 3.01.11 | Wayfinding | 3 | 3011100000000000 | pcs | [12 empty] | X |  |  |  | X | [13 empty] | X | [67 empty] | X | [10 empty] | ?
Level 1: 3; Level 2: 01; Level 3: 11; Level 4: 01 | 3.01.11.01 | Signage | 4 | 3011101000000000 | pcs |  | Pr_40_10_77_31 | SGN-01ZZZZ | AR | SGN | 000 | [6 empty] | X |  |  |  | X | [13 empty] | X | [67 empty] | X
Level 1: 3; Level 2: 01; Level 3: 11; Level 4: 02 | 3.01.11.02 | Surface Marking | 4 | 3011102000000000 | pcs |  | Ss_40_10_20_70 | SMR-01ZZZZ | AR | SRM | 000 | [6 empty] | X |  |  |  | X | [13 empty] | X | [67 empty] | X
Level 1: 3; Level 2: 01; Level 3: 11; Level 4: 03 | 3.01.11.03 | Presentation Boards | 4 | 3011103000000000 | pcs |  | Pr_40_30_25 | PRB-01ZZZZ | AR | PRB | 000 | [6 empty] | X |  |  |  | X | [13 empty] | X | [67 empty] | X
Level 1: 3; Level 2: 01; Level 3: 11; Level 4: 04 | 3.01.11.04 | Clock and Time Displays | 4 | 3011104000000000 | pcs |  | Pr_40_50_13 | CLK-01ZZZZ | AR | CLK | 000 | [6 empty] | X |  |  |  | X | [13 empty] | X | [67 empty] | X
Level 1: 3; Level 2: 01; Level 3: 11; Level 4: 05 | 3.01.11.05 | Tactile ceramic tiles | 4 | 3011105000000000 | pcs |  | Pr_35_93_96_19 | TCT-01ZZZZ | AR | TCT | 000 | [6 empty] | X |  |  |  | X | [13 empty] | X | [67 empty] | X
Level 1: 3; Level 2: 01; Level 3: 11; Level 4: 06 | 3.01.11.06 | Tag | 4 | 3011106000000000 | pcs |  | Pr_40_30_25 | TAG-01ZZZZ | AR | TAG | 000 | [15 empty] | X |  | X | X | X |  | X |  |  | X | [47 empty] | ? | X | ? | [18 empty] | ?
Level 1: 3; Level 2: 01; Level 3: 12 | 3.01.12 | CCS and ENE Backbone Cableway Systems | 3 | 3011200000000000 | pcs | [21 empty] | X |  | X | X | X |  | X |  |  | X | [47 empty] | ? | X | ? | [18 empty] | ?
Level 1: 3; Level 2: 01; Level 3: 12; Level 4: 01 | 3.01.12.01 | Cable duct | 4 | 3011201000000000 | m |  | Pr_65_52_63_90 | DCT-06ZZZZ | ED | DCT | SY | [15 empty] | X |  | X | X | X |  | X |  |  | X | [47 empty] | ? | X | ? | [18 empty] | ?
Level 1: 3; Level 2: 01; Level 3: 12; Level 4: 02 | 3.01.12.02 | Multi-ducts | 4 | 3011202000000000 | m |  | Pr_65_52_63_90 | MDT-01ZZZZ | ED | MDT | SY | [15 empty] | X |  | X | X | X |  | X |  |  | X | [47 empty] | ? | X | ? | [18 empty] | ?
Level 1: 3; Level 2: 01; Level 3: 12; Level 4: 03 | 3.01.12.03 | Cable channel | 4 | 3011203000000000 | m |  | Ss_37_16_90_11 | CBC-01ZZZZ | ED | CBC | SY | [15 empty] | X |  | X | X | X |  | X |  |  | X | [47 empty] | ? | X | ? | [18 empty] | ?
Level 1: 3; Level 2: 01; Level 3: 12; Level 4: 04 | 3.01.12.04 | Cableway System Manhole | 4 | 3011204000000000 | pcs |  | Pr_65_52_01 | MHL-25ZZZZ | ED | MHL | SY | [15 empty] | X |  | X | X | X |  | X |  |  | X | [47 empty] | ? | X | ? | [18 empty] | ?
Level 1: 3; Level 2: 01; Level 3: 12; Level 4: 05 | 3.01.12.05 | Cableway System Manhole cover | 4 | 3011205000000000 | pcs |  | Pr_65_52_01_50 | MHL-26ZZZZ | ED | MHL | CVR | [24 empty] | X | [67 empty] | X | [7 empty] | X | X | X | X | X | X | X
Level 1: 3; Level 2: 02 | 3.02 | Trackwork | 2 | 3020000000000000 | [31 empty] | X | [67 empty] | X | [7 empty] | X | X | X | X | X | X | X
Level 1: 3; Level 2: 02; Level 3: 01 | 3.02.01 | Rail | 3 | 3020100000000000 | m |  | Pr_20_76_70_30 | RAL-00ZZZZ | TR | RAL | FBT | 200 | [23 empty] | X | [67 empty] | X | [7 empty] | X | X | X | X | X | X | X
Level 1: 3; Level 2: 02; Level 3: 01; Level 4: 01 | 3.02.01.01 | Rail | 4 | 3020101000000000 | m |  | Pr_20_76_70_30 | RAL-01ZZZZ | TR | RAL | FBT | 210 | [23 empty] | X | [67 empty] | X | [7 empty] | X | X | X | X | X | X | X
Level 1: 3; Level 2: 02; Level 3: 01; Level 4: 02 | 3.02.01.02 | Guard rail | 4 | 3020102000000000 | m |  | Pr_20_76_70_30 | RAL-02ZZZZ | TR | RAL | GRD | 210 | [23 empty] | X | [67 empty] | X | [7 empty] | X | X | X | X | X | X | X
Level 1: 3; Level 2: 02; Level 3: 02 | 3.02.02 | Sleepers | 3 | 3020200000000000 | pcs |  | Pr_20_85_72 | SLP-00ZZZZ | TR | SLP | 000 | 210 | [23 empty] | X | [67 empty] | X | [7 empty] | X | X | X | X | X | X | X
Level 1: 3; Level 2: 02; Level 3: 02; Level 4: 01 | 3.02.02.01 | Sleepers (for general track) | 4 | 3020201000000000 | pcs |  | Pr_20_85_72 | SLP-01ZZZZ | TR | SLP | CON | 210 | [23 empty] | X | [67 empty] | X | [7 empty] | X | X | X | X | X | X | X
Level 1: 3; Level 2: 02; Level 3: 02; Level 4: 02 | 3.02.02.02 | Sleepers (for guard rails) | 4 | 3020202000000000 | pcs |  | Pr_20_85_72 | SLP-02ZZZZ | TR | SLP | GDR | 210 | [23 empty] | X | [67 empty] | X | [7 empty] | X | X | X | X | X | X | X
Level 1: 3; Level 2: 02; Level 3: 03 | 3.02.03 | Fastening | 3 | 3020300000000000 | pcs |  | Pr_20_29_70 | RFS-00ZZZZ | TR | RFS | 000 | 211 | [23 empty] | X | [67 empty] | X | [7 empty] | X | X | X | X | X | X | X
Level 1: 3; Level 2: 02; Level 3: 03; Level 4: 01 | 3.02.03.01 | Fastening clip | 4 | 3020301000000000 | pcs |  | Pr_20_29_70 | RFS-01ZZZZ | TR | RFS | 000 | 211 | [23 empty] | X | [67 empty] | X | [7 empty] | X | X | X | X | X | X | X
Level 1: 3; Level 2: 02; Level 3: 03; Level 4: 02 | 3.02.03.02 | Rail pad | 4 | 3020302000000000 | pcs |  | Pr_20_85_74_71 | RLP-01ZZZZ | TR | RLP | 000 | 211 | [23 empty] | X | [67 empty] | X | [7 empty] | X | X | X | X | X | X | X
Level 1: 3; Level 2: 02; Level 3: 03; Level 4: 03 | 3.02.03.03 | Cage regulators | 4 | 3020303000000000 | pcs |  | Pr_20_29_70 | CGR-01ZZZZ | TR | CGR | 000 | 211 | [23 empty] | X | [67 empty] | X | [7 empty] | X | X | X | X | X | X | X
Level 1: 3; Level 2: 02; Level 3: 04 | 3.02.04 | Ballast | 3 | 3020400000000000 | m³ |  | Pr_20_85_88_07 | BAL-01ZZZZ | TR | BAL | BED | 230 | [23 empty] | X | [67 empty] | X | [7 empty] | X | X | X | X | X | X | X
Level 1: 3; Level 2: 02; Level 3: 05 | 3.02.05 | Turnout | 3 | 3020500000000000 |  | Ss_80_70_70_06 | Ss_80_70_70_06 | TRT-01ZZZZ | TR | TRT | 000 | 220 | [23 empty] | X | [67 empty] | X | [7 empty] | X | X | X | X | X | X | X
Level 1: 3; Level 2: 02; Level 3: 05; Level 4: 01 | 3.02.05.01 | Bearers | 4 | 3020501000000000 | pcs | Ss_80_70_70_06 | Pr_20_85_72 | BRR-01ZZZZ | TR | BRR | TRN | 210 | [23 empty] | X | [67 empty] | X | [7 empty] | X | X | X | X | X | X | X
Level 1: 3; Level 2: 02; Level 3: 05; Level 4: 02 | 3.02.05.02 | Steel Hollow Bearers | 4 | 3020502000000000 | pcs | Ss_80_70_70_06 | Pr_20_85_72_83 | SBR-01ZZZZ | TR | SBR | TRN | 210 | [23 empty] | X | [67 empty] | X | [7 empty] | X | X | X | X | X | X | X
Level 1: 3; Level 2: 02; Level 3: 05; Level 4: 03 | 3.02.05.03 | Fastening for turnouts | 4 | 3020503000000000 | pcs | Ss_80_70_70_06 | Pr_20_29_70 | RFS-02ZZZZ | TR | RFS | TRN | 211 | [23 empty] | X | [67 empty] | X | [7 empty] | X | X | X | X | X | X | X
Level 1: 3; Level 2: 02; Level 3: 05; Level 4: 04 | 3.02.05.04 | Stock rail | 4 | 3020504000000000 | m | Ss_80_70_70_06 | Pr_20_76_70 | STC-01ZZZZ | TR | STC | TRN | 200 | [23 empty] | X | [67 empty] | X | [7 empty] | X | X | X | X | X | X | X
Level 1: 3; Level 2: 02; Level 3: 05; Level 4: 04; Level 5: 01 | 3.02.05.04.01 | Fixture elements | 5 | 3020504010000000 |  | Ss_80_70_70_06 | Pr_20_29_70 | RFS-03ZZZZ | TR | RFS | FXT | 211 | [23 empty] | X | [67 empty] | X | [7 empty] | X | X | X | X | X | X | X
Level 1: 3; Level 2: 02; Level 3: 05; Level 4: 05 | 3.02.05.05 | Switch rail | 4 | 3020505000000000 | m | Ss_80_70_70_06 | Pr_20_76_70 | SWT-01ZZZZ | TR | SWT | TRN | 200 | [23 empty] | X | [67 empty] | X | [7 empty] | X | X | X | X | X | X | X
Level 1: 3; Level 2: 02; Level 3: 05; Level 4: 05; Level 5: 01 | 3.02.05.05.01 | Fixture elements | 5 | 3020505010000000 |  | Ss_80_70_70_06 | Pr_20_29_70 | RFS-04ZZZZ | TR | RFS | FXT | 211 | [23 empty] | X | [67 empty] | X | [7 empty] | X | X | X | X | X | X | X
Level 1: 3; Level 2: 02; Level 3: 05; Level 4: 06 | 3.02.05.06 | Closure rail | 4 | 3020506000000000 | m | Ss_80_70_70_06 | Pr_20_76_70 | CLR-01ZZZZ | TR | CLR | TRN | 200 | [23 empty] | X | [67 empty] | X | [7 empty] | X | X | X | X | X | X | X
Level 1: 3; Level 2: 02; Level 3: 05; Level 4: 06; Level 5: 01 | 3.02.05.06.01 | Fixture elements | 5 | 3020506010000000 |  | Ss_80_70_70_06 | Pr_20_29_70 | RFS-05ZZZZ | TR | RFS | FXT | 211 | [23 empty] | X | [67 empty] | X | [7 empty] | X | X | X | X | X | X | X
Level 1: 3; Level 2: 02; Level 3: 05; Level 4: 07 | 3.02.05.07 | Check rail | 4 | 3020507000000000 | m | Ss_80_70_70_06 | Pr_20_76_70 | CKR-01ZZZZ | TR | CKR | TRN | 210 | [23 empty] | X | [67 empty] | X | [7 empty] | X | X | X | X | X | X | X
Level 1: 3; Level 2: 02; Level 3: 05; Level 4: 07; Level 5: 01 | 3.02.05.07.01 | Fixture elements | 5 | 3020507010000000 |  | Ss_80_70_70_06 | Pr_20_29_70 | RFS-06ZZZZ | TR | RFS | FXT | 211 | [23 empty] | X | [67 empty] | X | [7 empty] | X | X | X | X | X | X | X
Level 1: 3; Level 2: 02; Level 3: 05; Level 4: 08 | 3.02.05.08 | Frog | 4 | 3020508000000000 | pcs | Ss_80_70_70_06 | Ss_80_70_70_06 | FRG-01ZZZZ | TR | FRG | TRN | 200 | [23 empty] | X | [67 empty] | X | [7 empty] | X | X | X | X | X | X | X
Level 1: 3; Level 2: 02; Level 3: 05; Level 4: 08; Level 5: 01 | 3.02.05.08.01 | Wing rail | 5 | 3020508010000000 | m | Ss_80_70_70_06 | Pr_20_76_70 | WNG-01ZZZZ | TR | WNG | 000 | 200 | [23 empty] | X | [67 empty] | X | [7 empty] | X | X | X | X | X | X | X
Level 1: 3; Level 2: 02; Level 3: 05; Level 4: 08; Level 5: 02 | 3.02.05.08.02 | Crossing nose - fix | 5 | 3020508020000000 | pcs | Ss_80_70_70_06 | Ss_80_70_70_06 | CRN-01ZZZZ | TR | CRN | FIX | 221 | [23 empty] | X | [67 empty] | X | [7 empty] | X | X | X | X | X | X | X
Level 1: 3; Level 2: 02; Level 3: 05; Level 4: 08; Level 5: 03 | 3.02.05.08.03 | Crossing nose - swing | 5 | 3020508030000000 | pcs | Ss_80_70_70_06 | Ss_80_70_70_06 | CRN-02ZZZZ | TR | CRN | SWN | 221 | [23 empty] | X | [67 empty] | X | [7 empty] | X | X | X | X | X | X | X
Level 1: 3; Level 2: 02; Level 3: 05; Level 4: 09 | 3.02.05.09 | Switch drivers (automatic switch device) | 4 | 3020509000000000 | pcs |  | Pr_70_75_70 | AUT-01ZZZZ | TR | AUT | TRN | 251 | [23 empty] | X | [67 empty] | X | [7 empty] | X | X | X | X | X | X | X
Level 1: 3; Level 2: 02; Level 3: 05; Level 4: 10 | 3.02.05.10 | Manual switch device | 4 | 3020510000000000 | pcs |  | Pr_70_75_70 | MND-01ZZZZ | TR | MND | TRN | 251 | [23 empty] | X | [67 empty] | X | [7 empty] | X | X | X | X | X | X | X
Level 1: 3; Level 2: 02; Level 3: 06 | 3.02.06 | Buffer Stop | 3 | 3020600000000000 | pcs |  | Pr_40_70_73_73 | BST-01ZZZZ | TR | BST | BUF | 250 | [23 empty] | X | [67 empty] | X | [7 empty] | X | X | X | X | X | X | X
Level 1: 3; Level 2: 02; Level 3: 07 | 3.02.07 | Derailer | 3 | 3020700000000000 | pcs |  | Pr_20_76_71_21 | DRL-01ZZZZ | TR | DRL | TRP | 210 | [23 empty] | X | [67 empty] | X | [7 empty] | X | X | X | X | X | X | X
Level 1: 3; Level 2: 02; Level 3: 08 | 3.02.08 | Railways Expansion Joints | 3 | 3020800000000000 | pcs | Pr_20_76_70_28 | Pr_20_76_70_28 | JNT-01ZZZZ | TR | JNT | EXP | 210 | [23 empty] | X | [67 empty] | X | [7 empty] | X | X | X | X | X | X | X
Level 1: 3; Level 2: 02; Level 3: 08; Level 4: 01 | 3.02.08.01 | Switch (for REJ) | 4 | 3020801000000000 | pcs | Pr_20_76_70_28 | Pr_20_76_70 | SWT-02ZZZZ | TR | SWT | REJ | 210 | [23 empty] | X | [67 empty] | X | [7 empty] | X | X | X | X | X | X | X
Level 1: 3; Level 2: 02; Level 3: 08; Level 4: 02 | 3.02.08.02 | Stockrail (for REJ) | 4 | 3020802000000000 | m | Pr_20_76_70_28 | Pr_20_76_70 | STC-02ZZZZ | TR | STC | REJ | 210 | [23 empty] | X | [67 empty] | X | [7 empty] | X | X | X | X | X | X | X
Level 1: 3; Level 2: 02; Level 3: 08; Level 4: 03 | 3.02.08.03 | Sleepers (for REJ) | 4 | 3020803000000000 | pcs | Pr_20_76_70_28 | Pr_20_85_72 | SLP-03ZZZZ | TR | SLP | REJ | 210 | [23 empty] | X | [67 empty] | X | [7 empty] | X | X | X | X | X | X | X
Level 1: 3; Level 2: 02; Level 3: 08; Level 4: 04 | 3.02.08.04 | Fastenings (for REJ) | 4 | 3020804000000000 | pcs | Pr_20_76_70_28 | Pr_20_29_70 | RFS-07ZZZZ | TR | RFS | REJ | 211 | [23 empty] | X | [67 empty] | X | [7 empty] | X | X | X | X | X | X | X
Level 1: 3; Level 2: 02; Level 3: 09 | 3.02.09 | Diamond Crossing | 3 | 3020900000000000 |  | Pr_20_76_71_23 | Pr_20_76_71_23 | DCR-01ZZZZ | TR | DCR | 000 | 210 | [23 empty] | X | [67 empty] | X | [7 empty] | X | X | X | X | X | X | X
Level 1: 3; Level 2: 02; Level 3: 09; Level 4: 01 | 3.02.09.01 | Stockrail | 4 | 3020901000000000 | m | Pr_20_76_71_23 | Pr_20_76_70 | STC-03ZZZZ | TR | STC | TRN | 210 | [23 empty] | X | [67 empty] | X | [7 empty] | X | X | X | X | X | X | X
Level 1: 3; Level 2: 02; Level 3: 09; Level 4: 02 | 3.02.09.02 | Acute Frog | 4 | 3020902000000000 | pcs | Pr_20_76_71_23 | Pr_20_76_71 | FRG-02ZZZZ | TR | FRG | DCA | 210 | [23 empty] | X | [67 empty] | X | [7 empty] | X | X | X | X | X | X | X
Level 1: 3; Level 2: 02; Level 3: 09; Level 4: 02; Level 5: 01 | 3.02.09.02.01 | Wing rail | 5 | 3020902010000000 |  | Pr_20_76_71_23 | Pr_20_76_70 | WNG-02ZZZZ | TR | WNG | 000 | 210 | [23 empty] | X | [67 empty] | X | [7 empty] | X | X | X | X | X | X | X
Level 1: 3; Level 2: 02; Level 3: 09; Level 4: 03 | 3.02.09.03 | Obtuse Frog | 4 | 3020903000000000 | pcs | Pr_20_76_71_23 | Pr_20_76_71_58 | FRG-03ZZZZ | TR | FRG | DCO | 210 | [23 empty] | X | [67 empty] | X | [7 empty] | X | X | X | X | X | X | X
Level 1: 3; Level 2: 02; Level 3: 09; Level 4: 03; Level 5: 01 | 3.02.09.03.01 | Wing rail | 5 | 3020903010000000 |  | Pr_20_76_71_23 | Pr_20_76_70 | WNG-03ZZZZ | TR | WNG | 000 | 210 | [23 empty] | X | [67 empty] | X | [7 empty] | X | X | X | X | X | X | X
Level 1: 3; Level 2: 02; Level 3: 09; Level 4: 04 | 3.02.09.04 | Check rail | 4 | 3020904000000000 | m | Pr_20_76_71_23 | Pr_20_76_70 | CKR-02ZZZZ | TR | CKR | TRN | 210 | [23 empty] | X | [67 empty] | X | [7 empty] | X | X | X | X | X | X | X
Level 1: 3; Level 2: 02; Level 3: 09; Level 4: 05 | 3.02.09.05 | Bearers | 4 | 3020905000000000 | pcs | Pr_20_76_71_23 | Pr_20_85_72 | BRR-02ZZZZ | TR | BRR | DCR | 210 | [23 empty] | X | [67 empty] | X | [7 empty] | X | X | X | X | X | X | X
Level 1: 3; Level 2: 02; Level 3: 09; Level 4: 06 | 3.02.09.06 | Fastenings | 4 | 3020906000000000 | pcs | Pr_20_76_71_23 | Pr_20_29_70 | RFS-08ZZZZ | TR | RFS | 000 | 211 | [23 empty] | X | [67 empty] | X | [7 empty] | X | X | X | X | X | X | X
Level 1: 3; Level 2: 02; Level 3: 10 | 3.02.10 | Scissors Crossover | 3 | 3021000000000000 |  | Pr_20_76_71_76 | Pr_20_76_71_76 | SCO-01ZZZZ | TR | SCO | 000 | 210 | [23 empty] | X | [67 empty] | X | [7 empty] | X | X | X | X | X | X | X
Level 1: 3; Level 2: 02; Level 3: 10; Level 4: 01 | 3.02.10.01 | Stockrail | 4 | 3021001000000000 | m | Pr_20_76_71_76 | Pr_20_76_70 | STC-04ZZZZ | TR | STC | TRN | 210 | [23 empty] | X | [67 empty] | X | [7 empty] | X | X | X | X | X | X | X
Level 1: 3; Level 2: 02; Level 3: 10; Level 4: 02 | 3.02.10.02 | Acute Frog | 4 | 3021002000000000 | pcs | Pr_20_76_71_76 | Pr_20_76_71 | FRG-04ZZZZ | TR | FRG | DCA | 210 | [23 empty] | X | [67 empty] | X | [7 empty] | X | X | X | X | X | X | X
Level 1: 3; Level 2: 02; Level 3: 10; Level 4: 02; Level 5: 01 | 3.02.10.02.01 | Wing rail | 5 | 3021002010000000 |  | Pr_20_76_71_76 | Pr_20_76_70 | WNG-04ZZZZ | TR | WNG | 000 | 210 | [23 empty] | X
Level 1: 3; Level 2: 02; Level 3: 10; Level 4: 03 | 3.02.10.03 | Obtuse Frog | 4 | 3021003000000000 | pcs | Pr_20_76_71_76 | Pr_20_76_71_58 | FRG-05ZZZZ | TR | FRG | DCO | 210 | [23 empty] | X
Level 1: 3; Level 2: 02; Level 3: 10; Level 4: 03; Level 5: 01 | 3.02.10.03.01 | Wing rail | 5 | 3021003010000000 |  | Pr_20_76_71_76 | Pr_20_76_70 | WNG-05ZZZZ | TR | WNG | 000 | 210 | [23 empty] | X
Level 1: 3; Level 2: 02; Level 3: 10; Level 4: 04 | 3.02.10.04 | Check rail | 4 | 3021004000000000 | m | Pr_20_76_71_76 | Pr_20_76_70 | CKR-03ZZZZ | TR | CKR | TRN | 210 | [23 empty] | X
Level 1: 3; Level 2: 02; Level 3: 10; Level 4: 05 | 3.02.10.05 | Bearers | 4 | 3021005000000000 | pcs | Pr_20_76_71_76 | Pr_20_85_72 | BRR-03ZZZZ | TR | BRR | DCR | 210 | [23 empty] | X
Level 1: 3; Level 2: 02; Level 3: 10; Level 4: 06 | 3.02.10.06 | Fastenings | 4 | 3021006000000000 | pcs | Pr_20_76_71_76 | Pr_20_29_70 | RFS-09ZZZZ | TR | RFS | 000 | 211 | [23 empty] | X
Level 1: 3; Level 2: 02; Level 3: 11 | 3.02.11 | Level crossing | 3 | 3021100000000000 |  |  | Pr_25_93_47 | RWC-03ZZZZ | TR | RWC | 000 | 251 | [23 empty] | X
Level 1: 4 | 4 | Maintenance Rolling Stock | 1 | 4000000000000000
Level 1: 5 | 5 | Equipment - muudame Maintenance and inspection equipment | 1 | 5000000000000000
Level 1: 5; Level 2: 01 | 5.01 | Maintenance equipment | 2 | 5010000000000000
Level 1: 5; Level 2: 01; Level 3: 01 | 5.01.01 | CCS maintenance equipment | 3 | 5010100000000000
Level 1: 5; Level 2: 01; Level 3: 02 | 5.01.02 | ENE maintenance equipment | 3 | 5010200000000000
Level 1: 5; Level 2: 01; Level 3: 03 | 5.01.03 | Railway maintenance equipment | 3 | 5010300000000000
Level 1: 5; Level 2: 01; Level 3: 03; Level 4: 01 | 5.01.03.01 | Heavy track machines | 4 | 5010301000000000
Level 1: 5; Level 2: 01; Level 3: 03; Level 4: 02 | 5.01.03.02 | Rail wagons / vehicles | 4 | 5010302000000000
Level 1: 5; Level 2: 01; Level 3: 03; Level 4: 03 | 5.01.03.03 | Rail Cranes | 4 | 5010303000000000
Level 1: 5; Level 2: 01; Level 3: 03; Level 4: 04 | 5.01.03.04 | Road vehicles and machines | 4 | 5010304000000000
Level 1: 5; Level 2: 01; Level 3: 03; Level 4: 05 | 5.01.03.05 | Light equipment for maintenance and Health and Safety | 4 | 5010305000000000
Level 1: 5; Level 2: 01; Level 3: 04 | 5.01.04 | Building maintenance equipment | 3 | 5010400000000000
Level 1: 5; Level 2: 01; Level 3: 05 | 5.01.05 | Rolling Stock maintenance equipment | 3 | 5010500000000000 | [45 empty] | ? | [9 empty] | ? | [43 empty] | X
Level 1: 5; Level 2: 02 | 5.02 | Inspection equipment | 2 | 5020000000000000 | [45 empty] | ? | [9 empty] | ? | [43 empty] | X
Level 1: 5; Level 2: 02; Level 3: 01 | 5.02.01 | CCS Inspection equipment | 3 | 5020100000000000 | [45 empty] | ? | [9 empty] | ? | [43 empty] | X
Level 1: 5; Level 2: 2; Level 3: 2 | 5.02.02 | ENE Inspection equipment | 3 | 5020200000000000 | [45 empty] | ? | [9 empty] | ? | [43 empty] | X
Level 1: 5; Level 2: 02; Level 3: 03 | 5.02.03 | Railway Inspection equipment | 3 | 5020300000000000 | [45 empty] | ? | [9 empty] | ? | [43 empty] | X
Level 1: 5; Level 2: 02; Level 3: 04 | 5.02.04 | Building inspection equipment | 3 | 5020400000000000 | [45 empty] | ? | [9 empty] | ? | [43 empty] | X
Level 1: 5; Level 2: 02; Level 3: 05 | 5.02.05 | Rolling Stock inspection equipment | 3 | 5020500000000000 | [45 empty] | ? | [9 empty] | ? | [43 empty] | X

## Functional Classification
PBS |  | GIS väljavõte koodidest
FC_name PBS'is | FC PBS'is | FC | FC_name | Type | ctry | count | Comment
Undefined structure | AR-BD-BLDG-00 | AR-BD-BLDG-00 | Undefined structure | Other | EE | 12
Depot Building | AR-BD-BLDG-DP | AR-BD-BLDG-DP | Depot Building | Other | EE | 1
Storage Shed Building | AR-BD-BLDG-SD | AR-BD-BLDG-SD | Storage Shed Building | Other | EE | 2
Station Building | AR-BD-BLDG-SN | AR-BD-BLDG-SN | Station Building | Other | EE | 11
Services Building | AR-BD-BLDG-SV | AR-BD-BLDG-SV | Services Building | Other | EE | 1
Platform-Train Stn | AR-BD-PLAT-TR | AR-BD-PLAT-TR | Platform-Train Stn | Other | EE | 19
Platform tunnelis |  | Vaja uut koodi
Water Treatment Systems | AR-HY-WATT-00 | *Not in use
Landscaping | AR-UD-LSCP-00 | AR-UD-LSCP-00 | Landscaping | Other | EE | 27
Compensatory area | AR-UD-LSCP-01 | AR-UD-LSCP-01 | Compensatory area | Other | EE | 12
Overpass-Pedestrian | CV-BR-OPSS-PD | CV-BR-OPSS-PD | Overpass-Pedestrian | Overpass | EE | 10
Railway flyover | CV-BR-OPSS-RB | *Not in use
Overpass-Road | CV-BR-OPSS-RD | CV-BR-OPSS-RD | Overpass-Road | Overpass | EE | 53
Overpass-Railway | CV-BR-OPSS-RW | CV-BR-OPSS-RW | Overpass-Railway | Overpass | EE | 10
Overpass-Utilities | CV-BR-OPSS-UT | CV-BR-OPSS-UT | Overpass-Utilities | Overpass | EE | 3
Overpass-Wildlife | CV-BR-OPSS-WL | CV-BR-OPSS-WL | Overpass-Wildlife | Ecoduct | EE | 33
Bridge-Road | CV-BR-RDBG-00 | CV-BR-RDBG-00 | Bridge-Road | Bridge | EE | 2
Bridge-Railway | CV-BR-RWBG-00 | CV-BR-RWBG-00 | Bridge-Railway | Bridge | EE | 23
Underpass-Pedestrian | CV-BR-UPSS-PD | CV-BR-UPSS-PD | Underpass-Pedestrian | Underpass | EE | 16
Underpass-Road | CV-BR-UPSS-RD | CV-BR-UPSS-RD | Underpass-Road | Underpass | EE | 19
Underpass-Railway | CV-BR-UPSS-RW | *Not in use
Underpass-Wildlife | CV-BR-UPSS-WL | CV-BR-UPSS-WL | Underpass-Wildlife | Underpass | EE | 6
Viaduct-Road | CV-BR-VDCT-RD | *Not in use
Viaduct-Railway | CV-BR-VDCT-RW | *Not in use
Demolition | CV-DE-0000-00 | *Not in use
Culvert-Drainage | CV-DR-CULV-00 | CV-DR-CULV-00 | Culvert-Drainage | Culvert | EE | 146
Culvert-Road-Small Animals-water | CV-DR-CULV-D1 | *Not in use
Culvert-Road-Small Animals-no water | CV-DR-CULV-D2 | *Not in use
Culvert-Road | CV-DR-CULV-RD | CV-DR-CULV-RD | Culvert-Road | Culvert | EE | 204
Culvert-Railway | CV-DR-CULV-RW | CV-DR-CULV-RW | Culvert-Railway | Culvert | EE | 136
Culvert-Railway-Small Animals-water | CV-DR-CULV-W1 | CV-DR-CULV-W1 | Culvert-Railway-Small Animals-water | Culvert | EE | 102
Culvert-Railway-Small Animals-no water | CV-DR-CULV-W2 | CV-DR-CULV-W2 | Culvert-Railway-Small Animals-no water | Culvert | EE | 265
Drain-Surface | CV-DR-DRNG-SU | CV-DR-DRNG-SU | Drain-Surface | Other | EE | 26
Land Melioration | CV-DR-LAME-00 | CV-DR-LAME-00 | Land Melioration | Other | EE | 112
Embankment-Corridor | CV-EW-EMBK-CO | *Not in use
Embankment start/stop | CV-EW-EMBK-SS | CV-EW-EMBK-SS | Embankment start/stop | Other | EE | 2
Fence | CV-FN-FENC-00 | CV-FN-FENC-00 | Fence | Fence | EE | 14
Fences |  | Olemas |  |  |  |  | CV-FN-FENC-00
Barrier-Noise Wall | CV-FN-NOIW-00 | CV-FN-NOIW-00 | Barrier-Noise Wall | Barrier | EE | 90 | Noise Barriers
Crash Barriers |  | Vaja uut koodi |  | Barrier
Noise Barriers |  | Olemas |  | Barrier |  |  | CV-FN-NOIW-00
Screens |  | Vaja uut koodi |  | ?
Animal Escape System |  | Vaja uut koodi |  | ?
Unidentified interface | CV-MS-INTF-00 | CV-MS-INTF-00 | Unidentified interface | Interface | EE | 32
Communications Interface | CV-MS-INTF-CM | CV-MS-INTF-CM | Communications Interface | Interface | EE | 78
Electricity Interface | CV-MS-INTF-EL | CV-MS-INTF-EL | Electricity Interface | Interface | EE | 233
Fuel Interface | CV-MS-INTF-FU | CV-MS-INTF-FU | Fuel Interface | Interface | EE | 3
Gas Interface | CV-MS-INTF-GS | CV-MS-INTF-GS | Gas Interface | Interface | EE | 22
Heating Interface | CV-MS-INTF-HE | CV-MS-INTF-HE | Heating Interface | Interface | EE | 3
Oil Interface | CV-MS-INTF-OL | *Not in use
Rainwater drainage pipeline | CV-MS-INTF-RW | CV-MS-INTF-RW | Rainwater drainage pipeline | Interface | EE | 24
Signalling Interface | CV-MS-INTF-SG | CV-MS-INTF-SG | Signalling Interface | Interface | EE | 7
Sewage Interface | CV-MS-INTF-SW | CV-MS-INTF-SW | Sewage Interface | Interface | EE | 18
Water Interface | CV-MS-INTF-WT | CV-MS-INTF-WT | Water Interface | Interface | EE | 22
Blocksection | CV-MS-SLSL-40 | CV-MS-SLSL-40 | Blocksection | Blocksection | EE | 78
Platform area | CV-MS-SLSL-41 | CV-MS-SLSL-41 | Platform area | Platform area | EE | 14
Turnout area | CV-MS-SLSL-42 | CV-MS-SLSL-42 | Turnout area | Turnout area | EE | 34
Crossover area | CV-MS-SLSL-43 | CV-MS-SLSL-43 | Crossover area | Crossover area | EE | 26
TSS area | CV-MS-SLSL-44 | CV-MS-SLSL-44 | TSS area | TSS area | EE | 2
Road-Not specified | CV-RO-ROAD-00 | CV-RO-ROAD-00 | Road-Not specified | Road | EE | 14
Road-Corridor Access | CV-RO-ROAD-CA | CV-RO-ROAD-CA | Road-Corridor Access | Road | EE | 351
Road-Maintenance | CV-RO-ROAD-CM | CV-RO-ROAD-CM | Road-Maintenance | Road | EE | 178
Road-City Street | CV-RO-ROAD-CT | *Not in use
Road-Forest | CV-RO-ROAD-FO | CV-RO-ROAD-FO | Road-Forest | Road | EE | 32
Green path | CV-RO-ROAD-GP | CV-RO-ROAD-GP | Green path | Road | EE | 39
Road-Local | CV-RO-ROAD-LO | CV-RO-ROAD-LO | Road-Local | Road | EE | 114
Road-National | CV-RO-ROAD-NA | CV-RO-ROAD-NA | Road-National | Road | EE | 7
Road-Private | CV-RO-ROAD-PR | CV-RO-ROAD-PR | Road-Private | Road | EE | 2
Road-Regional | CV-RO-ROAD-RE | *Not in use
Road-Stn/Stop Access | CV-RO-ROAD-SA | CV-RO-ROAD-SA | Road-Stn/Stop Access | Road | EE | 15
Square | CV-RO-ROAD-SQ | CV-RO-ROAD-SQ | Square | Road | EE | 9
Road-Safety Ramp | CV-RO-ROAD-SR | CV-RO-ROAD-SR | Road-Safety Ramp | Road | EE | 4
Road-State | CV-RO-ROAD-ST | CV-RO-ROAD-ST | Road-State | Road | EE | 37
Retaining Wall | CV-RS-RETW-00 | CV-RS-RETW-00 | Retaining Wall | Retaining wall | EE | 24
Services Route-Buried | CV-SR-CSRB-00 | *Not in use
Cable trays and sup sys | CV-SR-CTRS-00 | *Not in use
Tunnel | CV-TU-TUNL-00 | CV-TU-TUNL-00 | Tunnel | Tunnel | EE | 3
LV Aerial Pole | EL-LV-POLE-00 | EL-LV-POLE-00 | LV Aerial Pole | CCS | EE | 52
Catenary | EL-OT-CATE-00 | EL-OT-CATE-00 | Catenary | ENE | EE | 9
Traction Power Substation | EL-OT-TPSS-00 | EL-OT-TPSS-00 | Traction Power Substation | ENE | EE | 2
DPS Package | PP-CO-DPS0-00 | *Not in use |  |  |  |  | *Delete from this list
Volume for program | PP-CO-PGM0-01 | *Not in use |  |  |  |  | *Delete from this list
Section in SP | PP-CO-SPBP-01 | *Not in use |  |  |  |  | *Delete from this list
Submission Package | PP-CO-SPPP-01 (PP-CO-SPBP-00) | PP-CO-SPPP-01 | Proc. Package | Submission Package | EE | 3 | *Delete from this list
Waterway | PP-CO-WWAY-00 | *Not in use
Waterway1 | PP-CO-WWAY-01 | *Not in use
Freight Terminal | PP-FA-FT00-00 | PP-FA-FT00-00 | Freight Terminal | Facility/Station | EE | 8
Heavy Rail Fleet Dpt | PP-FA-HDPT-00 | PP-FA-HDPT-00 | Heavy Rail Fleet Dpt | Facility/Station | EE | 1
Infrastructure Depot | PP-FA-IDPT-00 | PP-FA-IDPT-00 | Infrastructure Depot | Facility/Station | EE | 1
IMF | PP-FA-IMF0-00 | PP-FA-IMF0-00 | IMF | Facility/Station | EE | 2
International Passenger Station/Terminal | PP-FA-PTIN-00 | PP-FA-PTIN-00 | International Passenger Station/Terminal | Facility/Station | EE | 4
Local Passenger Stop or Station | PP-FA-PTLO-00 | PP-FA-PTLO-00 | Local Passenger Stop or Station | Facility/Station | EE | 12
Road Vehicle Loading Station | PP-FA-RVLS-00 | PP-FA-RVLS-00 | Road Vehicle Loading Station | Facility/Station | EE | 2
Rail Sgnl&Cntrl Locn | PP-FA-SLOC-00 | PP-FA-SLOC-00 | Rail Sgnl&Cntrl Locn | Facility/Station | EE | 1
Rail Yard Facility | PP-FA-YARD-00 | *Not in use
Misc Artwork | PP-HS-MART-00 | PP-HS-MART-00 | Misc Artwork | Other | EE | 2
Bus Stop | PP-IN-BSTP-00 | PP-IN-BSTP-00 | Bus Stop | Facility/Station | EE | 1
Interchange-Train Station | PP-IN-STAT-00 | PP-IN-STAT-00 | Interchange-Train Station | Facility/Station | EE | 1
Traffic Control Signal System | SG-TC-TCSY-00 | SG-TC-TCSY-00 | Traffic Control Signal System | CCS | EE | 3
Level Crossing Surfacing | TR-TO-LXSR-00 | *Not in use |  |  |  |  | EE ei vaja
Turnout | TR-TO-TOUT-00 | *Not in use |  |  |  |  | EE ei vaja
Ballast | TR-TR-BLST-00 | *Not in use |  |  |  |  | EE ei vaja
Rail | TR-TR-RAIL-00 | *Not in use |  |  |  |  | EE ei vaja
Concrete Sleeper | TR-TR-SLPR-CN | *Not in use |  |  |  |  | EE ei vaja
Substructure | TR-TR-SUBS-00 | *Not in use |  |  |  |  | EE ei vaja
Superstructure | TR-TR-SUPS-00 | *Not in use |  |  |  |  | EE ei vaja
Track-Junction | TR-TR-TRAK-JU | TR-TR-TRAK-JU | Track-Junction | Track | EE | 1
Track-Loop | TR-TR-TRAK-LO | TR-TR-TRAK-LO | Track-Loop | Track | EE | 1
Track-Mainline | TR-TR-TRAK-ML | TR-TR-TRAK-ML | Track-Mainline | Track | EE | 45
Track-Open line | TR-TR-TRAK-OL | TR-TR-TRAK-OL | Track-Open line | Track | EE | 3
Track-Siding | TR-TR-TRAK-SD | TR-TR-TRAK-SD | Track-Siding | Track | EE | 1
Track-Crossover | TR-TR-TRAK-XO | TR-TR-TRAK-XO | Track-Crossover | Track | EE | 2